## I.a
I | Hydrocarbon fuel power generation
I.a | Gas Power Stations
Trajectory choice
|  |  | Component | Trajectory
|  |  | Overall Trajectory | 1
Trajectory assumptions
|  | Gas based generation New capacity addition | [11 empty] | GW
|  | Trajectory | Description | Notes | 2007 | 2012 | 2017 | 2022 | 2027 | 2032 | 2037 | 2042 | 2047 | 2052
|  | 1 |  |  | 0 | 0 | 0 | 0 | 0 | 0 | 0 | 0 | 0 | 0
|  | 2 |  |  | 0 | 0 | 0 | 0 | 0 | 0 | 0 | 0 | 0 | 0
|  | 3 |  |  | 0 | 0 | 0 | 0 | 0 | 0 | 0 | 0 | 0 | 0
|  | 4 |  |  | 0 | 0 | 0 | 0 | 0 | 0 | 0 | 0 | 0 | 0
|  | Chosen |  |  | 0 | 0 | 0 | 0 | 0 | 0 | 0 | 0 | 0 | 0
Gas based generation PV Retired Capacity | bar: 2052
|  |  | Description | Notes | 2007 | 2012 | 2017 | 2022 | 2027 | 2032 | 2037 | 2042 | 2047 | 2052
|  | 1 |  |  | 0 | 0 | 0 | 0 | 0 | 0 | 0 | 0 | 0 | 0
|  | 2 |  |  | 0 | 0 | 0 | 0 | 0 | 0 | 0 | 0 | 0 | 0
|  | 3 |  |  | 0 | 0 | 0 | 0 | 0 | 0 | 0 | 0 | 0 | 0
|  | 4 |  |  | 0 | 0 | 0 | 0 | 0 | 0 | 0 | 0 | 0 | 0
|  | Chosen |  |  |  | 0 | 0 | 0 | 0 | 0 | 0 | 0 | 0 | 0
Gas based generation Cumulative Capacity | bar: 2052
|  | Trajectory | Description | Notes | 2007 | 2012 | 2017 | 2022 | 2027 | 2032 | 2037 | 2042 | 2047 | 2052
|  | 1 |  |  | 13.692 | 18.381 | 20.919 | 20.919 | 20.919 | 20.919 | 20.919 | 20.919 | 20.919 | 20.919
|  | 2 |  | 1.2912 | 13.692 | 18.381 | 28.265 | 34.7208 | 41.1767 | 47.6325 | 54.0883 | 60.5442 | 67 | 73.4558
|  | 3 | PNGRB projections and Forced Gas Scenario is reached in 2052 | 1.9767 | 13.692 | 18.381 | 32.465 | 52.465 | 72.465 | 92.465 | 102.3487 | 112.2325 | 122.1162 | 132
|  | 4 | IEP Forced Gas Scenario is reached in 2032 | 5.9389 | 13.692 | 18.381 | 42.917 | 72.6113 | 102.3057 | 132 | 161.6943 | 191.3887 | 221.083 | 250.7773
|  | Chosen |  |  | 13.692 | 18.381 | 20.919 | 20.919 | 20.919 | 20.919 | 20.919 | 20.919 | 20.919 | 20.919
Fixed assumptions
PLF | bar: 2052
|  |  | Trajectory | Notes | 2007 | 2012 | 2017 | 2022 | 2027 | 2032 | 2037 | 2042 | 2047 | 2052
|  |  | 1 |  | 53.33% | 59.91% | 59.91% | 59.91% | 59.91% | 59.91% | 59.91% | 59.91% | 59.91% | 59.91%
|  |  | 2 |  | 53.33% | 59.91% | 59.91% | 59.91% | 59.91% | 59.91% | 59.91% | 59.91% | 59.91% | 59.91%
|  |  | 3 |  | 53.33% | 59.91% | 59.91% | 59.91% | 59.91% | 59.91% | 59.91% | 59.91% | 59.91% | 59.91%
|  |  | 4 |  | 53.33% | 59.91% | 59.91% | 59.91% | 59.91% | 59.91% | 59.91% | 59.91% | 59.91% | 59.91%
|  |  | PLF |  | 53.33% | 59.95% | 59.91% | 59.91% | 59.91% | 59.91% | 59.91% | 59.91% | 59.91% | 59.91%
Conversion efficiency of combined cycle gas turbine | bar: 2007 to 2052
|  |  |  | Notes | 2007 | 2012 | 2017 | 2022 | 2027 | 2032 | 2037 | 2042 | 2047 | 2052
|  |  | Efficiency |  | 60% | 60% | 60% | 60% | 60% | 60% | 60% | 60% | 60% | 60%
Land assumptions
Land requirement of a 1 GW Gas Turbine Plant
ha/GW
[5 empty] | 2007 | 2012 | 2017 | 2022 | 2027 | 2032 | 2037 | 2042 | 2047 | 2052
|  |  | Combined Cycle Gas Turbine Plant with cooling towers | ha/GW | 44.5154 | 44.5154 | 44.5154 | 44.5154 | 44.5154 | 44.5154 | 44.5154 | 44.5154 | 44.5154 | 44.5154
|  |  | Combined Cycle Gas Turbine Plant without cooling towers | ha/GW | 28.328 | 28.328 | 28.328 | 28.328 | 28.328 | 28.328 | 28.328 | 28.328 | 28.328 | 28.328
Derived assumptions
Capacity | bar: 2007 to ha/GW 2052
31557600
|  | Fuel | Description | Notes | 2007 | 2012 | 2017 | 2022 | 2027 | 2032 | 2037 | 2042 | 2047 | 2052
|  | V.05 | Gaseous hydrocarbons |  | 13.692 | 18.381 | 20.919 | 20.919 | 20.919 | 20.919 | 20.919 | 20.919 | 20.919 | 20.919 | 0.00011971
| Gas based generation |  |  |  | 2007 | 2012 | 2017 | 2022 | 2027 | 2032 | 2037 | 2042 | 2047 | 2052
|  | Installed capacity |  | GW | 13.692 | 18.381 | 20.919 | 20.919 | 20.919 | 20.919 | 20.919 | 20.919 | 20.919 | 20.919
| × | Capacity factor |  |  | 53.33% | 59.95% | 59.91% | 59.91% | 59.91% | 59.91% | 59.91% | 59.91% | 59.91% | 59.91%
| = | Available supply |  |  | 7.3019 | 11.0194 | 12.5326 | 12.5326 | 12.5326 | 12.5326 | 12.5326 | 12.5326 | 12.5326 | 12.5326
|  | Generation |  | TWh | 64.0088 | 96.5961 | 109.8605 | 109.8605 | 109.8605 | 109.8605 | 109.8605 | 109.8605 | 109.8605 | 109.8605
Fuel Requirement
| V.05 | Gaseous hydrocarbons |  | TWh | 106.6814 | 160.9936 | 183.1009 | 183.1009 | 183.1009 | 183.1009 | 183.1009 | 183.1009 | 183.1009 | 183.1009
|  | Gas for Captive |  |  | 20.1342 | 30.3847 | 34.557 | 34.557 | 34.557 | 34.557 | 34.557 | 34.557 | 34.557 | 34.557
Emissions
|  | CO2 |  | Mt CO2e | 21.224 | 32.0292 | 36.4274 | 36.4274 | 36.4274 | 36.4274 | 36.4274 | 36.4274 | 36.4274 | 36.4274
|  | CH4 |  | Mt CO2e | 0 | 0 | 0 | 0 | 0 | 0 | 0 | 0 | 0 | 0
|  | N2O |  | Mt CO2e | 0 | 0 | 0 | 0 | 0 | 0 | 0 | 0 | 0 | 0
| Land Area Requirement |  |  | ha | 498.686 | 669.4674 | 761.9057 | 761.9057 | 761.9057 | 761.9057 | 761.9057 | 761.9057 | 761.9057 | 761.9057
Outputs
|  | Energy produced and required |  |  | 2012: 211.9679; 2052: TWh
|  | Vector | Name | Notes | 2007 | 2012 | 2017 | 2022 | 2027 | 2032 | 2037 | 2042 | 2047 | 2052
|  | V.02 | Electricity (supplied to grid) |  | 64.0088 | 96.5961 | 109.8605 | 109.8605 | 109.8605 | 109.8605 | 109.8605 | 109.8605 | 109.8605 | 109.8605
|  | V.05 | Gaseous hydrocarbons |  | -126.8156 | -191.3783 | -217.6579 | -217.6579 | -217.6579 | -217.6579 | -217.6579 | -217.6579 | -217.6579 | -217.6579
|  | X.01 | Conversion losses |  | 62.8068 | 94.7821 | 107.7974 | 107.7974 | 107.7974 | 107.7974 | 107.7974 | 107.7974 | 107.7974 | 107.7974
|  | Total |  |  | 0 | 0 | 0 | 0 | 0 | 0 | 0 | 0 | 0 | 0
Information
Information summary
|  | Vector | Information type | Notes | 2007 | 2012 | 2017 | 2022 | 2027 | 2032 | 2037 | 2042 | 2047 | 2052
|  | B.01 | India Land area | ha | 498.686 | 669.4674 | 761.9057 | 761.9057 | 761.9057 | 761.9057 | 761.9057 | 761.9057 | 761.9057 | 761.9057
|  | B.02 | Installed Capacity | GW | 0 | 18.381 | 20.919 | 20.919 | 20.919 | 20.919 | 20.919 | 20.919 | 20.919 | 20.919
Emissions
|  | Greenhouse gases |  |  | 2052: Mt CO2e/yr
|  | GHG | IPCC Sector | Notes | 2007 | 2012 | 2017 | 2022 | 2027 | 2032 | 2037 | 2042 | 2047 | 2052
|  | CO2 | 1A |  | 21.224 | 32.0292 | 36.4274 | 36.4274 | 36.4274 | 36.4274 | 36.4274 | 36.4274 | 36.4274 | 36.4274
|  | CH4 | 1A |  | 0 | 0 | 0 | 0 | 0 | 0 | 0 | 0 | 0 | 0
|  | N2O | 1A |  | 0 | 0 | 0 | 0 | 0 | 0 | 0 | 0 | 0 | 0
|  | Total |  |  | 21.224 | 32.0292 | 36.4274 | 36.4274 | 36.4274 | 36.4274 | 36.4274 | 36.4274 | 36.4274 | 36.4274
Note on F16: himanshu: need to be checked with CEA by shrestha
Note on F25: himanshu: need to be checked with CEA by shrestha

## I.b
I | Hydrocarbon fuel power generation |  |  |  | Note - on 15th Jan, RC changed trajectory 1 (just as a test) to an extreme option where no new build after 2017
I.b | Coal power stations
Choice of Trajectory
|  |  | Component | Trajectory
|  |  | Installed Capacity of Coal Based Generation | 1
|  |  | Efficiency of Coal Based Generation | 1 | Change to A,B,C,D's
Trajectory assumptions
|  | Coal powered Utility plants new build | [11 empty] | GW
|  | Trajectory | Description | Notes | 2007 | 2012 | 2017 | 2022 | 2027 | 2032 | 2037 | 2042 | 2047 | 2052
|  | 1 |  | Utility | 71 | 34.9123 | 45.7726 | 0 | 0 | 0 | 0 | 7.1054e-15 | 0 | 0
|  |  |  | Captive | 11 | 8.111 | 16.3786 | 0 | 0 | 0 | 0 | 0
|  |  |  | Total | 82 | 43.0233 | 62.1511 | 0 | 0 | 0 | 0 | 7.1054e-15 | 0 | 0
|  | 2 |  | Utility | 71 | 34.9123 | 52.695 | 59.0697 | 46.4665 | 26.0278 | 20.0379 | 18.4355 | 22.6831 | 49.5579
|  |  |  | Captive | 11 | 8.111 | 17.8 | 17.5318 | 13.6155 | 8.1743 | 2.8408 | 1.2088
|  |  |  | Total | 82 | 43.0233 | 70.495 | 76.6016 | 60.082 | 34.2022 | 22.8787 | 19.6443 | 22.6831 | 49.5579
|  | 3 |  | Utility | 71 | 34.9123 | 59.5216 | 64.1156 | 70.7174 | 61.9794 | 49.9679 | 33.3852 | 18.8631 | 45.417
|  |  |  | Captive | 11 | 8.111 | 15.689 | 22.6 | 5.1783 | 5.8241 | 5.8113 | 9.3874 | 0.47282
|  |  |  | Total | 82 | 43.0233 | 75.2106 | 86.7156 | 75.8957 | 67.8036 | 55.7792 | 42.7726 | 19.3359 | 45.417
|  | 4 |  | Utility | 71 | 34.9123 | 71.7373 | 86.8103 | 97.4898 | 85.1909 | 63.3041 | 43.3345 | 36.8292 | 51.074
|  |  |  | Captive | 11 | 8.111 | 20.689 | 22.6 | 4.9035 | 5.3776 | 5.5189 | 9.6296 | 1.9755 | 2.0339
|  |  |  | Total | 82 | 43.0233 | 92.4263 | 109.4103 | 102.3933 | 90.5684 | 68.8229 | 52.9642 | 38.8046 | 53.1079
|  | Chosen Utility |  |  | 71 | 34.9123 | 45.7726 | 0 | 0 | 0 | 0 | 7.1054e-15 | 0 | 0
|  | Chosen Captive |  |  | 11 | 8.111 | 16.3786 | 0 | 0 | 0 | 0 | 0 | 0 | 0
|  | Total |  |  | 82 | 43.0233 | 62.1511 | 0 | 0 | 0 | 0 | 7.1054e-15 | 0 | 0
Coal powered plants retirement rate | bar: 2052
|  |  | Description | Notes | 2007 | 2012 | 2017 | 2022 | 2027 | 2032 | 2037 | 2042 | 2047 | 2052
|  |  |  | Utility | 0 | 0 | -7.083 | -6.7678 | -12.74 | -12.55 | -9.7075 | -7.68 | -11.485 | -37.899
|  |  |  | Captive |  | 0 | -4.8 | -2.6 | -0.8 | -2.15 | -3.05 | -7.711 | 0 | 0
|  |  |  | Total |  | 0 | -11.883 | -9.3678 | -13.54 | -14.7 | -12.7575 | -15.391 | -11.485 | -37.899
|  | Coal powered plants Installled Capacity Cumulative |  |  | 2022: RC has changed the blue-shaded numbers below just to test trajectory 1 at this level; 2052: GW
|  | Trajectory | Description | Notes | 2007 | 2012 | 2017 | 2022 | 2027 | 2032 | 2037 | 2042 | 2047 | 2052
|  | 1 |  | Utility | 71 | 105.9123 | 144.6019 | 137.8341 | 125.0941 | 112.5441 | 102.8366 | 95.1566 | 83.6716 | 45.7726
|  |  |  | Captive | 11 | 19.111 | 30.6896 | 28.0896 | 27.2896 | 25.1396 | 22.0896 | 14.3786 | 14.3786 | 14.3786
|  |  |  | Total | 82 | 125.0233 | 175.2914 | 165.9236 | 152.3836 | 137.6836 | 124.9261 | 109.5351 | 98.0501 | 60.1511
|  | 2 |  | Utility | 71 | 105.9123 | 151.5243 | 203.8262 | 237.5528 | 251.0306 | 261.361 | 272.1165 | 283.3146 | 294.9735
|  |  |  | Captive | 11 | 19.111 | 32.111 | 47.0428 | 59.8583 | 65.8826 | 65.6734 | 59.1712 | 49.3532 | 39.0738
|  |  |  | Total | 82 | 125.0233 | 183.6353 | 250.8691 | 297.4111 | 316.9132 | 327.0344 | 331.2877 | 332.6678 | 334.0473
|  | 3 |  | Utility | 71 | 105.9123 | 158.3509 | 215.6986 | 273.676 | 323.1054 | 363.3658 | 389.071 | 396.4491 | 403.9671
|  |  |  | Captive | 11 | 19.111 | 30 | 50 | 54.3783 | 58.0525 | 60.8138 | 62.4902 | 62.963 | 62.1802
|  |  |  | Total | 82 | 125.0233 | 188.3509 | 265.6986 | 328.0543 | 381.1579 | 424.1796 | 451.5612 | 459.4121 | 466.1473
|  | 4 |  | Utility | 71 | 105.9123 | 170.5666 | 250.6091 | 335.3589 | 407.9998 | 461.5964 | 497.2509 | 522.5951 | 535.77
|  |  |  | Captive | 11 | 19.111 | 35 | 55 | 59.1035 | 62.3311 | 64.7999 | 66.7186 | 68.694 | 70.728
|  |  |  | Total | 82 | 125.0233 | 205.5666 | 305.6091 | 394.4624 | 470.3308 | 526.3963 | 563.9694 | 591.2891 | 606.498
|  | Chosen |  |  | 82 | 125.0233 | 175.2914 | 165.9236 | 152.3836 | 137.6836 | 124.9261 | 109.5351 | 98.0501 | 60.1511
[5 empty] | 82 | 125.0233 | 205.5666 | 305.6091 | 394.4624 | 470.3308 | 526.3963 | 563.9694 | 591.2891 | 606.498
Backup of trajectory 1, before RC replaced so no new opened after 2017
|  | 1 |  | Utility | 71 | 105.9123 | 144.6019 | 181.149 | 201.0821 | 215.5018 | 215.092 | 214.6829 | 215.348 | 215.348
|  |  |  | Captive | 11 | 19.111 | 30.6896 | 41.922 | 50.8488 | 54.4952 | 51.6581 | 45.3675 | 37.8399 | 31.5613
(ii) Technology penetrations
Trajectory A
|  |  | Technology | Notes | 2007 | 2012 | 2017 | 2022 | 2027 | 2032 | 2037 | 2042 | 2047 | 2052
|  |  | SubC |  | 100% | 94% | 63% | 15% | 0% | 0% | 0% | 0% | 0% | 0%
|  |  | SC |  | 0% | 6% | 37% | 85% | 95% | 100% | 80% | 60% | 40% | 10%
|  |  | USC |  | 0% | 0% | 0% | 0% | 5% | 0% | 10% | 20% | 30% | 30% | Maintain?
|  |  | IGCC |  | 0% | 0% | 0% | 0% | 0% | 0% | 10% | 20% | 30% | 40%
|  |  | Total |  | 100% | 100% | 100% | 100% | 100% | 100% | 100% | 100% | 100% | 80%
Trajectory B | bar: 2052
|  |  | Technology | Notes | 2007 | 2012 | 2017 | 2022 | 2027 | 2032 | 2037 | 2042 | 2047 | 2052
|  |  | SubC |  | 100% | 94% | 50% | 0% | 0% | 0% | 0% | 0% | 0% | 0%
|  |  | SC |  | 0% | 6% | 50% | 95% | 90% | 75% | 50% | 30% | 10% | 0%
|  |  | USC |  | 0% | 0% | 0% | 5% | 10% | 15% | 30% | 40% | 40% | 40%
|  |  | IGCC |  | 0% | 0% | 0% | 0% | 0% | 10% | 20% | 30% | 50% | 60%
|  |  | Total |  | 100% | 100% | 100% | 100% | 100% | 100% | 100% | 100% | 100% | 100%
Trajectory C | bar: 2052
|  |  | Technology | Notes | 2007 | 2012 | 2017 | 2022 | 2027 | 2032 | 2037 | 2042 | 2047 | 2052
|  |  | SubC |  | 100% | 94% | 50% | 0% | 0% | 0% | 0% | 0% | 0% | 0%
|  |  | SC |  | 0% | 6% | 50% | 90% | 70% | 45% | 20% | 10% | 5% | 5%
|  |  | USC |  | 0% | 0% | 0% | 10% | 20% | 30% | 40% | 40% | 30% | 20%
|  |  | IGCC |  | 0% | 0% | 0% | 0% | 10% | 25% | 40% | 50% | 65% | 75%
|  |  | Total |  | 100% | 100% | 100% | 100% | 100% | 100% | 100% | 100% | 100% | 100%
Trajectory D | bar: 2052
|  |  | Technology | Notes | 2007 | 2012 | 2017 | 2022 | 2027 | 2032 | 2037 | 2042 | 2047 | 2052
|  |  | SubC |  | 100% | 94% | 50% | 0% | 0% | 0% | 0% | 0% | 0% | 0%
|  |  | SC |  | 0% | 6% | 50% | 80% | 50% | 15% | 10% | 0% | 0% | 0%
|  |  | USC |  | 0% | 0% | 0% | 20% | 30% | 50% | 40% | 35% | 20% | 10%
|  |  | IGCC |  | 0% | 0% | 0% | 0% | 20% | 35% | 50% | 65% | 80% | 90%
|  |  | Total |  | 100% | 100% | 100% | 100% | 100% | 100% | 100% | 100% | 100% | 100%
|  | Chosen | Trajectory 10
|  |  | Technology | Notes | 2007 | 2012 | 2017 | 2022 | 2027 | 2032 | 2037 | 2042 | 2047 | 2052
|  |  | SubC |  | 100% | 94% | 63% | 15% | 0% | 0% | 0% | 0% | 0% | 0%
|  |  | SC |  | 0% | 6% | 37% | 85% | 95% | 100% | 80% | 60% | 40% | 10%
|  |  | USC |  | 0% | 0% | 0% | 0% | 5% | 0% | 10% | 20% | 30% | 30%
|  |  | IGCC |  | 0% | 0% | 0% | 0% | 0% | 0% | 10% | 20% | 30% | 40%
|  |  | Total |  | 100% | 100% | 100% | 100% | 100% | 100% | 100% | 100% | 100% | 80%
Coal Powered Utlity Plants New Build
GW
|  |  | Technology | Notes | 2007 | 2012 | 2017 | 2022 | 2027 | 2032 | 2037 | 2042 | 2047 | 2052
|  |  | SubC |  | 71 | 32.8176 | 28.8367 | 0 | 0 | 0 | 0 | 0 | 0 | 0
|  |  | SC |  | 0 | 2.0947 | 16.9358 | 0 | 0 | 0 | 0 | 4.2633e-15 | 0 | 0
|  |  | USC |  | 0 | 0 | 0 | 0 | 0 | 0 | 0 | 1.4211e-15 | 0 | 0
|  |  | IGCC |  | 0 | 0 | 0 | 0 | 0 | 0 | 0 | 1.4211e-15 | 0 | 0
|  |  | Total |  | 71 | 34.9123 | 45.7726 | 0 | 0 | 0 | 0 | 7.1054e-15 | 0 | 0
Coal Powered Utlity Plants Retirement
GW
|  |  | Technology | Notes | 2007 | 2012 | 2017 | 2022 | 2027 | 2032 | 2037 | 2042 | 2047 | 2052
|  |  | SubC |  | 0 | 0 | -7.083 | -6.7678 | -12.74 | -12.55 | -9.7075 | -7.68 | -11.485 | -37.899
|  |  | SC |  | 0 | 0 | 0 | 0 | 0 | 0 | 0 | 0 | 0 | 0
|  |  | USC |  | 0 | 0 | 0 | 0 | 0 | 0 | 0 | 0 | 0 | 0
|  |  | IGCC |  | 0 | 0 | 0 | 0 | 0 | 0 | 0 | 0 | 0 | 0
|  |  | Total |  | 0 | 0 | -7.083 | -6.7678 | -12.74 | -12.55 | -9.7075 | -7.68 | -11.485 | -37.899
Coal Powered Utlity Plants Cumulative Capacity
GW
|  |  | Technology | Notes | 2007 | 2012 | 2017 | 2022 | 2027 | 2032 | 2037 | 2042 | 2047 | 2052
|  |  | SubC |  | 71 | 103.8176 | 125.5713 | 118.8035 | 106.0635 | 93.5135 | 83.806 | 76.126 | 64.641 | 26.742
|  |  | SC |  | 0 | 2.0947 | 19.0306 | 19.0306 | 19.0306 | 19.0306 | 19.0306 | 19.0306 | 19.0306 | 19.0306
|  |  | USC |  | 0 | 0 | 0 | 0 | 0 | 0 | 0 | 1.4211e-15 | 1.4211e-15 | 1.4211e-15
|  |  | IGCC |  | 0 | 0 | 0 | 0 | 0 | 0 | 0 | 1.4211e-15 | 1.4211e-15 | 1.4211e-15
|  |  | Total |  | 71 | 105.9123 | 144.6019 | 137.8341 | 125.0941 | 112.5441 | 102.8366 | 95.1566 | 83.6716 | 45.7726
Coal Powered Captive Plants Cumulative Capacity
GW
|  |  | Description | Notes | 2007 | 2012 | 2017 | 2022 | 2027 | 2032 | 2037 | 2042 | 2047 | 2052
|  |  | Captive |  | 11 | 19.111 | 30.6896 | 28.0896 | 27.2896 | 25.1396 | 22.0896 | 14.3786 | 14.3786 | 14.3786
Coal Powered Plants Cumulative Capacity
GW
|  |  | Description | Notes | 2007 | 2012 | 2017 | 2022 | 2027 | 2032 | 2037 | 2042 | 2047 | 2052
|  |  | Captive+ Utility |  | 82 | 125.0233 | 175.2914 | 165.9236 | 152.3836 | 137.6836 | 124.9261 | 109.5351 | 98.0501 | 60.1511
Average Plant Load Factor for Utility Power Plants
|  | Trajectory | Description | Notes | 2007 | 2012 | 2017 | 2022 | 2027 | 2032 | 2037 | 2042 | 2047 | 2052
|  | 1 |  |  | 77% | 73.3% | 73% | 73% | 73% | 73% | 74% | 74% | 74% | 74%
|  | 2 |  |  | 76.8% | 73% | 75% | 75% | 75% | 75% | 76% | 76% | 76% | 76%
|  | 3 |  |  | 76.8% | 73% | 77% | 77% | 77% | 77% | 78% | 78% | 78% | 78%
|  | 4 |  |  | 76.8% | 73% | 79% | 79% | 79% | 79% | 80% | 80% | 80% | 80%
|  | Chosen |  |  | 77% | 73.3% | 73% | 73% | 73% | 73% | 74% | 74% | 74% | 74%
Average Plant Load Factor for Captive Power Plants
|  | Trajectory | Description | Notes | 2007 | 2012 | 2017 | 2022 | 2027 | 2032 | 2037 | 2042 | 2047 | 2052
|  | 1 |  |  | 55% | 55% | 55% | 55% | 55% | 55% | 55% | 55% | 55% | 55%
|  | 2 |  |  | 55% | 55% | 55% | 55% | 55% | 55% | 57% | 57% | 57% | 57%
|  | 3 |  |  | 55% | 55% | 57% | 57% | 57% | 57% | 60% | 60% | 60% | 60%
|  | 4 |  |  | 55% | 55% | 57% | 57% | 57% | 57% | 60% | 60% | 60% | 60%
|  | Chosen |  |  | 55% | 55% | 55% | 55% | 55% | 55% | 55% | 55% | 55% | 55%
Fixed assumptions
Own-use requirements (as percentage of supplied electricity)
|  | Fuel | Plant type | Notes | 2007 | 2012 | 2017 | 2022 | 2027 | 2032 | 2037 | 2042 | 2047 | 2052
|  | V.03 | Coal Fired Power Stations | bar: 2007 to 2052
Thermal efficiency (Weighted Average)
|  | Fuel | Plant type | Notes | 2007 | 2012 | 2017 | 2022 | 2027 | 2032 | 2037 | 2042 | 2047 | 2052
|  | V.03 | Coal Fired Power Stations | [1] | 32.7% | 32.8% | 33.4% | 33.43% | 33.51% | 33.6% | 33.68% | 33.76% | 33.91% | 34.9%
Implications
|  |  | Assumed age of utilities coal TPPs (age < 35 years) (yrs) |  | 2012: 40
|  |  | Assumed age of captive coal TPPs (age < 30 years) (yrs) |  | 2012: 30
|  |  | Additional age of TPPs who are above the assumed age (yrs) |  | 2012: 5
|  |  | Illustrative station size |  | 2007: 1; 2012: GWpeak
Coal consumption for efficient technologies
|  |  | Gross Thermal efficiency (%) | GCV (kcal/kg) | 2007: kcal/KJ; 2012: Specific Coal consumption (kg/kWh); 2017: Specific coal consumption (MTPA/billion kWh)
|  | Subcritical (SubC) (current India) | 32.7% | 3753.9544 | 2007: 4.186; 2012: 0.72; 2017: 0.72
|  | Supercritical (SC) | 38% | 3753.9544 | 2007: 4.186; 2012: 0.60288; 2017: 0.60288
|  | Ultra supercritical (USC) | 49% | 3753.9544 | 2007: 4.186; 2012: 0.46754; 2017: 0.46754
|  | Integrated Gasification Combined Cycle (IGCC) | 53% | 3753.9544 | 2007: 4.186; 2012: 0.43225; 2017: 0.43225
Land assumptions
Land requirememt of a 1 GW Domestic coal based Thermal power plant
ha/plant size
[5 empty] | 2007 | 2012 | 2017 | 2022 | 2027 | 2032 | 2037 | 2042 | 2047 | 2052
[5 empty] | 277 | 277 | 277 | 277 | 277 | 277 | 277 | 277 | 277 | 277
1
Land requirememt of a 1 GW Imported coal based Thermal power plant
ha/plant size
[5 empty] | 2007 | 2012 | 2017 | 2022 | 2027 | 2032 | 2037 | 2042 | 2047 | 2052
[5 empty] | 152 | 152 | 152 | 152 | 152 | 152 | 152 | 152 | 152 | 152
|  | Coal Utility Based Thermal Power |  |  | 2007 | 2012 | 2017 | 2022 | 2027 | 2032 | 2037 | 2042 | 2047 | 2052
|  | Utility Based Thermal Power Capacity |  | GW | 71 | 105.9123 | 144.6019 | 137.8341 | 125.0941 | 112.5441 | 102.8366 | 95.1566 | 83.6716 | 45.7726
|  | Captive Based Thermal Power Capacity |  | GW | 11 | 19.111 | 30.6896 | 28.0896 | 27.2896 | 25.1396 | 22.0896 | 14.3786 | 14.3786 | 14.3786
|  | PLF for Utility Plants |  |  | 77% | 73.3% | 73% | 73% | 73% | 73% | 74% | 74% | 74% | 74%
|  | PlF for CaptivePlants |  |  | 55% | 55% | 55% | 55% | 55% | 55% | 55% | 55% | 55% | 55%
|  | = Available supply |  |  | 60.72 | 88.1448 | 122.4386 | 116.0681 | 106.3279 | 95.9839 | 88.2483 | 78.3241 | 69.8252 | 41.7799
|  | Available generation |  | TWh | 532.2715 | 772.677 | 1073.297 | 1017.4532 | 932.0706 | 841.3951 | 773.5848 | 686.5888 | 612.0874 | 366.2427
|  | Requested generation |  | TWh
Min. of requested and available, for reference
|  | Actual supplied (available generation) |  |  | 532.2715 | 772.677 | 1073.297 | 1017.4532 | 932.0706 | 841.3951 | 773.5848 | 686.5888 | 612.0874 | 366.2427 | Used
|  | - Own-use requirements |  |  | 42.5817 | 61.8142 | 85.8638 | 81.3963 | 74.5657 | 67.3116 | 61.8868 | 54.9271 | 48.967 | 29.2994
|  | = Total generation |  |  | 489.6898 | 710.8629 | 987.4332 | 936.057 | 857.505 | 774.0835 | 711.698 | 631.6617 | 563.1205 | 336.9433
|  | ÷ Thermal efficiency |  |  | 32.7% | 32.8% | 33.4% | 33.43% | 33.51% | 33.6% | 33.68% | 33.76% | 33.91% | 34.9%
|  | = Total input coal required required |  | TWh | 1497.5223 | 2166.9461 | 2956.6068 | 2799.903 | 2559.2359 | 2304.0805 | 2113.0674 | 1871.0381 | 1660.8551 | 965.3554
`
|  | Land Area Requirement |  | ha | 22714 | 34631.4541 | 48555.7285 | 45960.8479 | 42210.2679 | 38138.3679 | 34604.5404 | 30341.2334 | 27159.8884 | 16661.8654
Emissions
|  | CO2 |  | Mt CO2e | 519.7852 | 752.14 | 1026.2287 | 971.8373 | 888.3025 | 799.7389 | 733.4389 | 649.4313 | 576.4775 | 335.0717
|  | CH4 |  | Mt CO2e | 0 | 0 | 0 | 0 | 0 | 0 | 0 | 0 | 0 | 0
|  | N2O |  | Mt CO2e | 0 | 0 | 0 | 0 | 0 | 0 | 0 | 0 | 0 | 0
|  | Energy produced and required |  |  | 2052: TWh
|  | Vector | Name | Notes | 2007 | 2012 | 2017 | 2022 | 2027 | 2032 | 2037 | 2042 | 2047 | 2052
|  | V.02 | Electricity (supplied to grid) |  | 489.6898 | 710.8629 | 987.4332 | 936.057 | 857.505 | 774.0835 | 711.698 | 631.6617 | 563.1205 | 336.9433
|  | V.03 | Solid hydrocarbons |  | -1497.5223 | -2166.9461 | -2956.6068 | -2799.903 | -2559.2359 | -2304.0805 | -2113.0674 | -1871.0381 | -1660.8551 | -965.3554
|  | X.01 | Conversion losses |  | 965.2508 | 1394.2691 | 1883.3098 | 1782.4497 | 1627.1652 | 1462.6854 | 1339.4826 | 1184.4493 | 1048.7677 | 599.1127
|  | X.02 | Distribution losses and own use |  | 42.5817 | 61.8142 | 85.8638 | 81.3963 | 74.5657 | 67.3116 | 61.8868 | 54.9271 | 48.967 | 29.2994
|  | Total |  |  | 0 | 2.4869e-13 | 0 | 0 | 0 | 0 | -7.1054e-14 | 1.2079e-13 | 0 | -3.1974e-14
|  | Energy produced and required |  |  | 2052: TWh
|  | Vector | Name | Notes | 2007 | 2012 | 2017 | 2022 | 2027 | 2032 | 2037 | 2042 | 2047 | 2052
|  | C1.01 | SubC |  | 479.2372 | 667.0775 | 803.5532 | 760.2448 | 678.7192 | 598.4095 | 543.6359 | 493.817 | 419.3156 | 173.4709
|  | C1.02 | SC |  | 0 | 13.4597 | 121.7801 | 121.7801 | 121.7801 | 121.7801 | 123.4483 | 123.4483 | 123.4483 | 123.4483
|  | C1.03 | USC |  | 0 | 0 | 0 | 0 | 0 | 0 | 0 | 9.2184e-15 | 9.2184e-15 | 9.2184e-15
|  | C1.04 | IGCC |  | 0 | 0 | 0 | 0 | 0 | 0 | 0 | 9.2184e-15 | 9.2184e-15 | 9.2184e-15
|  | C1.05 | Captive |  | 53.0343 | 92.1399 | 147.9637 | 135.4283 | 131.5713 | 121.2055 | 106.5005 | 69.3235 | 69.3235 | 69.3235
|  | C.01 | Coal indigenous production |  | 532.2715 | 772.677 | 1073.297 | 1017.4532 | 932.0706 | 841.3951 | 773.5848 | 686.5888 | 612.0874 | 366.2427
Information Summary
|  | Vector | Info | Notes | 2007 | 2012 | 2017 | 2022 | 2027 | 2032 | 2037 | 2042 | 2047 | 2052
|  | B.07 | Load factor | % | 77% | 73.3% | 73% | 73% | 73% | 73% | 74% | 74% | 74% | 74%
|  | B.02 | Installed Capacity | GW | 82 | 125.0233 | 175.2914 | 165.9236 | 152.3836 | 137.6836 | 124.9261 | 109.5351 | 98.0501 | 60.1511
|  | B.01 | India Land area | ha | 22714 | 34631.4541 | 48555.7285 | 45960.8479 | 42210.2679 | 38138.3679 | 34604.5404 | 30341.2334 | 27159.8884 | 16661.8654
Emissions
|  | Greenhouse gases |  |  | 2052: Mt CO2e/yr
|  | GHG | IPCC Sector | Notes | 2007 | 2012 | 2017 | 2022 | 2027 | 2032 | 2037 | 2042 | 2047 | 2052
|  | CO2 | 1A |  | 519.7852 | 752.14 | 1026.2287 | 971.8373 | 888.3025 | 799.7389 | 733.4389 | 649.4313 | 576.4775 | 335.0717
|  | CH4 | 1A |  | 0 | 0 | 0 | 0 | 0 | 0 | 0 | 0 | 0 | 0
|  | N2O | 1A |  | 0 | 0 | 0 | 0 | 0 | 0 | 0 | 0 | 0 | 0
|  | Total |  |  | 519.7852 | 752.14 | 1026.2287 | 971.8373 | 888.3025 | 799.7389 | 733.4389 | 649.4313 | 576.4775 | 335.0717
Note on C203: himanshu: Values adopted from UK 2050 calculator
Note on G221: Author: CEA Electricity statistics 2012, page 121
Note on D222: Author: http://moef.nic.in/sites/default/files/LCGIndiaCCTjune2008.pdf
Note on D223: Author: http://www.iea.org/publications/freepublications/publication/name,32869,en.html
Note on D224: Author: Further advancement possible (http://www.iea.org/publications/freepublications/publication/name,32869,en.html)

## I.c
I | Hydrocarbon fuel power generation
I.c | Carbon Capture Storage (CCS)
Choice of Trajectory
|  |  | Component | Trajectory
|  |  | Overall Trajectory | 1
|  |  | Coal Gas Fuel Mix | 1
Trajectory assumptions
1
|  | CCS, Cumulative Capacity | [11 empty] | GW
|  | Trajectory | Description | Notes | 2007 | 2012 | 2017 | 2022 | 2027 | 2032 | 2037 | 2042 | 2047 | 2052
|  | 1 |  |  | 0 | 0 | 0 | 0 | 0 | 1 | 2 | 5 | 7 | 10
|  | 2 |  |  | 0 | 0 | 0 | 1 | 5 | 15 | 20 | 30 | 35 | 40
|  | 3 |  |  | 0 | 0 | 1 | 3 | 10 | 30 | 45 | 55 | 70 | 88
|  | 4 |  |  | 0 | 0 | 2 | 5 | 25 | 45 | 55 | 70 | 88 | 100
|  | Chosen |  |  | 0 | 0 | 0 | 0 | 0 | 1 | 2 | 5 | 7 | 10
|  | CCS, Retired capacity |  |  | 2052: GW/year
|  | Trajectory | Description | Notes | 2007 | 2012 | 2017 | 2022 | 2027 | 2032 | 2037 | 2042 | 2047 | 2052
|  | 1 |  |  | 0 | 0 | 0 | 0 | 0 | 0 | 0 | 0 | 0 | 0
|  | 2 |  |  | 0 | 0 | 0 | 0 | 0 | 0 | 0 | 0 | 0 | 0
|  | 3 |  |  | 0 | 0 | 0 | 0 | 0 | 0 | 0 | 0 | 0 | 0
|  | 4 |  |  | 0 | 0 | 0 | 0 | 0 | 0 | 0 | 0 | 0 | 0
|  | Chosen |  |  | 0 | 0 | 0 | 0 | 0 | 0 | 0 | 0 | 0 | 0
4
|  | CCS, New Capacity |  |  | 2052: GW/year
|  | Trajectory | Description | Notes | 2007 | 2012 | 2017 | 2022 | 2027 | 2032 | 2037 | 2042 | 2047 | 2052
|  | 1 |  |  | 0 | 0 | 0 | 0 | 0 | 0.2 | 0.2 | 0.6 | 0.4 | 0.6
|  | 2 |  |  | 0 | 0 | 0 | 0.2 | 0.8 | 2 | 1 | 2 | 1 | 1
|  | 3 |  |  | 0 | 0 | 0.2 | 0.4 | 1.4 | 4 | 3 | 2 | 3 | 3.6
|  | 4 |  |  | 0 | 0 | 0.4 | 0.6 | 4 | 4 | 2 | 3 | 3.6 | 2.4
|  | Chosen |  |  | 0 | 0 | 0 | 0 | 0 | 0.2 | 0.2 | 0.6 | 0.4 | 0.6
Fuel Split
|  | Trajectory | Description | Notes | 2007: Coal; 2012: Gas
|  | 1 |  |  | 2007: 100%; 2012: 0%
|  | 2 |  |  | 2007: 90%; 2012: 10%
|  | 3 |  |  | 2007: 90%; 2012: 10%
|  | 4 |  |  | 2007: 90%; 2012: 10%
|  |  | Chosen |  | 2007: 100%; 2012: 0%
Coal: Pre and Post Combustion Ratio
|  | Trajectory | Description | Notes | 2007 | 2012 | 2017 | 2022 | 2027 | 2032 | 2037 | 2042 | 2047 | 2052
|  | Post |  |  | 0% | 70% | 70% | 70% | 70% | 50% | 30% | 30% | 30% | 30%
|  | Pre |  |  | 0% | 30% | 30% | 30% | 30% | 50% | 70% | 70% | 70% | 70%
Fixed assumptions | bar: 2007 to 2052
Demo Baseline Data (GW)
|  | Fuel | Plant Type | Notes | 2007 | 2012 | 2017 | 2022 | 2027 | 2032 | 2037 | 2042 | 2047 | 2052
|  | Coal | Post |  | 0 | 0 | 0.8 | 0.8 | 0.8 | 0.8 | 0.8 | 0.8 | 0.8 | 0.8
|  | Coal | Pre |  | 0 | 0 | 0.5 | 0.5 | 0.5 | 0.5 | 0.5 | 0.5 | 0.5 | 0.5
|  | Gas | Gas |  | 0 | 0 | 0.5 | 0.5 | 0.5 | 0.5 | 0.5 | 0.5 | 0.5 | 0.5
UK data is considered
Unabated Thermal Efficiency
|  | Fuel | Plant Type | Notes | 2007 | 2012 | 2017 | 2022 | 2027 | 2032 | 2037 | 2042 | 2047 | 2052
|  | Coal | Post |  | 30% | 30% | 30% | 31% | 31% | 32% | 32% | 33% | 33% | 34%
|  | Coal | Pre |  | 30% | 30% | 30% | 31% | 31% | 32% | 32% | 33% | 33% | 34%
|  | Gas | Gas |  | 42% | 42% | 42% | 43% | 43% | 44% | 45% | 45% | 45% | 46%
Source: Green Rating Project, 2009, Centre for Science & Environment (Only till 2012)
Parasitic Load : CCS Equipment + Base plant
|  | Fuel | Plant Type | Notes | 2007 | 2012 | 2017 | 2022 | 2027 | 2032 | 2037 | 2042 | 2047 | 2052
|  | Coal | Post |  |  | 27% | 16% | 16% | 16% | 16% | 16% | 15% | 15% | 15%
|  | Coal | Pre |  |  | 24% | 14% | 14% | 14% | 14% | 14% | 13% | 13% | 13%
|  | Gas | Gas |  |  | 13% | 12% | 12% | 12% | 11% | 11% | 11% | 11% | 10%
Till 2011, Parasitic load is taken only for base load and CCS is not considered
Plant Load Factor
|  | Fuel | Plant Type | Notes | 2007 | 2012 | 2017 | 2022 | 2027 | 2032 | 2037 | 2042 | 2047 | 2052
|  | Coal | Post |  | 70% | 70% | 70% | 70% | 70% | 70% | 70% | 70% | 70% | 70%
|  | Coal | Pre |  | 70% | 70% | 70% | 70% | 70% | 70% | 70% | 70% | 70% | 70%
|  | Gas | Gas |  | 70% | 70% | 70% | 70% | 70% | 70% | 70% | 70% | 70% | 70%
Source: CEA, All India Thermal PLF 2012-13
Emission Reduction Due to CCS
|  | Fuel | Plant Type | Notes | 2007 | 2012 | 2017 | 2022 | 2027 | 2032 | 2037 | 2042 | 2047 | 2052
|  | Coal | Post |  | 0% | 0% | 90% | 90% | 90% | 90% | 90% | 90% | 90% | 90%
|  | Coal | Pre |  | 0% | 0% | 90% | 90% | 90% | 90% | 90% | 90% | 90% | 90%
|  | Gas | Gas |  | 0% | 0% | 90% | 90% | 90% | 90% | 90% | 90% | 90% | 90%
CO2 Emission Factor
|  | Fuel | Plant Type | Notes | 2007 | 2012 | 2017 | 2022 | 2027 | 2032 | 2037 | 2042 | 2047 | 2052
|  | Coal | Post |  | 0.95 | 0.94 | 0.94 | 0.94 | 0.94 | 0.94 | 0.94 | 0.94 | 0.94 | 0.94
|  | Coal | Pre |  | 0.95 | 0.94 | 0.94 | 0.94 | 0.94 | 0.94 | 0.94 | 0.94 | 0.94 | 0.94
|  | Gas | Gas |  | 0.47 | 0.47 | 0.47 | 0.47 | 0.47 | 0.47 | 0.47 | 0.47 | 0.47 | 0.47
Source: http://www.epa.gov/ttnchie1/conference/ei20/session5/mmittal_pres.pdf
Source: Green Rating Project, 2009, Centre for Science & Environment (Only till 2012)
Land assumptions
Derived assumptions
Split between type of CCS plant
|  | Fuel | Plant Type | Notes | 2007 | 2012 | 2017 | 2022 | 2027 | 2032 | 2037 | 2042 | 2047 | 2052
|  | Coal | Post |  | 70% | 70% | 70% | 70% | 70% | 70% | 50% | 30% | 30% | 30%
|  | Coal | Pre |  | 30% | 30% | 30% | 30% | 30% | 30% | 50% | 70% | 70% | 70%
|  | Gas | Gas | bar: 2007 to 2052
CCS Installed Capacity, Gross (GW) | bar: 2007 to 2052
|  | Fuel | Plant Type | Notes | 2007 | 2012 | 2017 | 2022 | 2027 | 2032 | 2037 | 2042 | 2047 | 2052
|  | Coal | Post |  |  | 0 | 0 | 0 | 0 | 0.7 | 1.2 | 2.1 | 2.7 | 3.6
|  | Coal | Pre |  |  | 0 | 0 | 0 | 0 | 0.3 | 0.8 | 2.9 | 4.3 | 6.4
|  | Gas | Gas |  |  | 0 | 0 | 0 | 0 | 0 | 0 | 0 | 0 | 0
|  |  | Total |  |  | 0 | 0 | 0 | 0 | 1 | 2 | 5 | 7 | 10
Average Load Factor
|  | Fuel | Plant Type | Notes | 2007 | 2012 | 2017 | 2022 | 2027 | 2032 | 2037 | 2042 | 2047 | 2052
|  |  | Avg of post, pre & gas |  | 70% | 70% | 70% | 70% | 70% | 70% | 70% | 70% | 70% | 70%
Methodology
|  | 1 | Post Combustion Coal + CCS | bar: 2007 to 2052
|  |  |  | Units | 2007 | 2012 | 2017 | 2022 | 2027 | 2032 | 2037 | 2042 | 2047 | 2052
|  | Capacity |  | GW | 0 | 0 | 0 | 0 | 0 | 0.7 | 1.2 | 2.1 | 2.7 | 3.6
| - | CCS Equipment & Base Plant (Parasitic load) |  | GW | 0 | 0 | 0 | 0 | 0 | 0.49 | 0.6 | 0.63 | 0.81 | 1.08
| x | PLF |  | % | 70% | 70% | 70% | 70% | 70% | 70% | 70% | 70% | 70% | 70%
| = | Available Capacity |  | GW | 0 | 0 | 0 | 0 | 0 | 0.147 | 0.42 | 1.029 | 1.323 | 1.764
|  | Available Net Generation |  | TWh | 0 | 0 | 0 | 0 | 0 | 1.2886 | 3.6817 | 9.0202 | 11.5974 | 15.4632
| + | Energy for CCS Equipment & Base Plant |  | TWh | 0 | 0 | 0 | 0 | 0 | 3.0067 | 3.6817 | 3.8658 | 4.9703 | 6.6271
| = | Gross Generation |  | TWh | 0 | 0 | 0 | 0 | 0 | 4.2953 | 7.3634 | 12.886 | 16.5677 | 22.0903
| x | Thermal Efficiency |  |  | 30% | 30% | 30% | 31% | 31% | 32% | 32% | 33% | 33% | 34%
Fuel Requirement
| V.03 | Solid hydrocarbons |  | TWh | 0 | 0 | 0 | 0 | 0 | 13.4229 | 23.0108 | 39.0485 | 50.2053 | 64.9715
Emissions |  | CO2 |  | Mt CO2e | 0 | 0 | 0 | 0 | 0 | 4.6591 | 7.987 | 13.5536 | 17.4261 | 22.5514
Net Emissions |  | CO2 |  | Mt CO2e | 0 | 0 | 0 | 0 | 0 | 0.46591 | 0.7987 | 1.3554 | 1.7426 | 2.2551
|  | 2 | Pre Combustion Coal + CCS | bar: 2007 to 1 2052
[5 empty] | 2007 | 2012 | 2017 | 2022 | 2027 | 2032 | 2037 | 2042 | 2047 | 2052
|  | Capacity |  | GW | 0 | 0 | 0 | 0 | 0 | 0.3 | 0.8 | 2.9 | 4.3 | 6.4
| - | CCS Equipment & Base Plant (Parasitic load) |  | GW | 0 | 0 | 0 | 0 | 0 | 0.09 | 0.4 | 2.03 | 3.01 | 4.48
| x | PLF |  | % | 70% | 70% | 70% | 70% | 70% | 70% | 70% | 70% | 70% | 70%
| = | Available Capacity |  | GW | 0 | 0 | 0 | 0 | 0 | 0.147 | 0.28 | 0.609 | 0.903 | 1.344
|  | Available Net Generation |  | TWh | 0 | 0 | 0 | 0 | 0 | 1.2886 | 2.4545 | 5.3385 | 7.9157 | 11.7815
| + | Energy for CCS Equipment & Base Plant |  | TWh | 0 | 0 | 0 | 0 | 0 | 0.55226 | 2.4545 | 12.4565 | 18.47 | 27.4902
| = | Gross Generation |  | TWh | 0 | 0 | 0 | 0 | 0 | 1.8409 | 4.909 | 17.795 | 26.3857 | 39.2717
| x | Thermal Efficiency |  |  | 30% | 30% | 30% | 31% | 31% | 32% | 32% | 33% | 33% | 34%
Fuel Requirement
| V.03 | Solid hydrocarbons |  | TWh | 0 | 0 | 0 | 0 | 0 | 5.7527 | 15.3405 | 53.9242 | 79.9565 | 115.5049
Emissions |  | CO2 |  | Mt CO2e | 0 | 0 | 0 | 0 | 0 | 1.9967 | 5.3246 | 18.7169 | 27.7527 | 40.0914
Net Emissions |  | CO2 |  | Mt CO2e | 0 | 0 | 0 | 0 | 0 | 0.19967 | 0.53246 | 1.8717 | 2.7753 | 4.0091
|  | 3 | Gaseous Combustion + CCS | bar: 2007 to 1 2052
[5 empty] | 2007 | 2012 | 2017 | 2022 | 2027 | 2032 | 2037 | 2042 | 2047 | 2052
|  | Capacity |  | GW | 0 | 0 | 0 | 0 | 0 | 0 | 0 | 0 | 0 | 0
| - | CCS Equipment & Base Plant (Parasitic load) |  | GW | 0 | 0 | 0 | 0 | 0 | 0 | 0 | 0 | 0 | 0
| x | PLF |  | % | 70% | 70% | 70% | 70% | 70% | 70% | 70% | 70% | 70% | 70%
| = | Available Capacity |  | GW | 0 | 0 | 0 | 0 | 0 | 0 | 0 | 0 | 0 | 0
|  | Available Net Generation |  | TWh | 0 | 0 | 0 | 0 | 0 | 0 | 0 | 0 | 0 | 0
| + | Energy for CCS Equipment & Base Plant |  | TWh | 0 | 0 | 0 | 0 | 0 | 0 | 0 | 0 | 0 | 0
| = | Gross Generation |  | TWh | 0 | 0 | 0 | 0 | 0 | 0 | 0 | 0 | 0 | 0
| x | Thermal Efficiency |  |  | 42% | 42% | 42% | 43% | 43% | 44% | 45% | 45% | 45% | 46%
Fuel Requirement
| V.05 | Gaseous hydrocarbons |  | TWh | 0 | 0 | 0 | 0 | 0 | 0 | 0 | 0 | 0 | 0
Emissions |  | CO2 |  | Mt CO2e | 0 | 0 | 0 | 0 | 0 | 0 | 0 | 0 | 0 | 0
Net Emissions |  | CO2 |  | Mt CO2e | 0 | 0 | 0 | 0 | 0 | 0 | 0 | 0 | 0 | 0
Outputs
|  | Energy produced and required |  |  | 1 2052: TWh
|  | Vector | Name | Notes | 2007 | 2012 | 2017 | 2022 | 2027 | 2032 | 2037 | 2042 | 2047 | 2052
|  | V.02 | Electricity (supplied to grid) |  | 0 | 0 | 0 | 0 | 0 | 2.5772 | 6.1362 | 14.3587 | 19.5131 | 27.2447
|  | V.03 | Solid hydrocarbons |  | 0 | 0 | 0 | 0 | 0 | -19.1756 | -38.3513 | -92.9727 | -130.1618 | -180.4765
|  | V.05 | Gaseous hydrocarbons |  | 0 | 0 | 0 | 0 | 0 | 0 | 0 | 0 | 0 | 0
|  | X.02 | Distribution losses and own use |  | 0 | 0 | 0 | 0 | 0 | 3.559 | 6.1362 | 16.3223 | 23.4403 | 34.1173
|  | X.01 | Conversion losses |  | 0 | 0 | 0 | 0 | 0 | 13.0394 | 26.0788 | 62.2917 | 87.2084 | 119.1145
|  | Total |  |  | 0 | 0 | 0 | 0 | 0 | 0 | 0 | 0 | 0 | 0
Emissions
|  | Emissions produced |  |  | 2052: Mt CO2e
|  | GHG | IPCC Sector | Notes | 2007 | 2012 | 2017 | 2022 | 2027 | 2032 | 2037 | 2042 | 2047 | 2052
|  | CO2 | 1A | Fuel Combustion | 0 | 0 | 0 | 0 | 0 | 6.6558 | 13.3116 | 32.2705 | 45.1787 | 62.6428
|  | CH4 | 1A | Fuel Combustion
|  | N2O | 1A | Fuel Combustion
|  | CO2 | X3 | Carbon capture | 0 | 0 | 0 | 0 | 0 | -5.9902 | -11.9804 | -29.0435 | -40.6609 | -56.3785
|  | Total |  |  | 0 | 0 | 0 | 0 | 0 | 0.66558 | 1.3312 | 3.2271 | 4.5179 | 6.2643
Information
Information summary
|  | Vector | Information type | Notes | 2007 | 2012 | 2017 | 2022 | 2027 | 2032 | 2037 | 2042 | 2047 | 2052
|  | B.01 | India Land area |  | 0 | 0 | 0 | 0 | 0 | 0 | 0 | 0 | 0 | 0
|  | B.02 | Installed Capacity |  | 0 | 0 | 0 | 0 | 0 | 1 | 2 | 5 | 7 | 10
|  | B.03 | Number of units |  | 2007: 0
Note on B56: yeshika malik: Adopted from UK 2050 Pathways Calculator
Note on B104: yeshika malik No cost numbers have been considered.
Note on B117: yeshika malik: Adopted from 2050 UK Pathways Calculator

## I.d
I | Hydrocarbon fuel power generation
I.d | Electricity Balancing Requirement
Choice of Trajectory
Inputs
|  | Electricity required | [11 empty] | TWh
|  | Vector | Name | Notes | 2007 | 2012 | 2017 | 2022 | 2027 | 2032 | 2037 | 2042 | 2047 | 2052
|  | V.01 | Electricity (delivered to end user) |  | -595.6868 | -792.1907 | -1134.1255 | -1624.4019 | -2266.0212 | -3156.4965 | -3956.5806 | -4911.7645 | -5751.8953 | -6698.5687
|  | V.02 | Electricity (supplied to grid) |  | 538.4336 | 797.6547 | 1118.5634 | 1010.1033 | 860.5944 | 674.1943 | 530.8895 | 375.924 | 205.6162 | -164.0099
Trajectory assumptions
Fixed assumptions
Own-use requirements (as percentage of supplied electricity)
|  | Fuel | Plant type | Notes | 2007 | 2012 | 2017 | 2022 | 2027 | 2032 | 2037 | 2042 | 2047 | 2052
|  | V.03 | Coal Fired Power Stations | bar: 2007 to 2052
Thermal efficiency (based on gross calorific values)
|  | Fuel | Plant type | Notes | 2007 | 2012 | 2017 | 2022 | 2027 | 2032 | 2037 | 2042 | 2047 | 2052
|  | V.03 | Coal Fired Power Stations | [1] | 38.6% | 38.6% | 38.6% | 38.6% | 38.6% | 38.6% | 38.6% | 38.6% | 38.6% | 38.6%
Load factor
|  | Fuel | Plant type | Notes | 2007 | 2012 | 2017 | 2022 | 2027 | 2032 | 2037 | 2042 | 2047 | 2052
|  | V.03 | Coal Fired Power Stations | [1] | 59.6% | 60% | 70% | 80% | 80% | 80% | 80% | 80% | 80% | 80%
|  | Assumed Age of Coal SC Power Plants |  | 40 | 2007: years
Land assumptions
|  | Land Requirement of Imported Coal Based Thermal Power Plant |  | 152 | 2007: ha/GW
|  | Land Requirement of Domestic Coal Based Thermal Power Plant |  | 277 | 2007: ha/GW
Derived assumptions
Methodology
Solid Hydrocarbon
|  | Remaining Electricity demand (Demand - Supply from non-hydrocarbons) |  |  | 2007 | 2012 | 2017 | 2022 | 2027 | 2032 | 2037 | 2042 | 2047 | 2052
|  |  |  | TWh | 57.2532 | 0 | 15.5621 | 614.2986 | 1405.4268 | 2482.3021 | 3425.6911 | 4535.8405 | 5546.2791 | 6862.5786
|  | E.01 | Savings Potential of Energy | TWh | 0 | 0 | 0 | 0 | 0 | 0 | 0 | 0 | 0 | 0
|  | Imported Coal-fired electricity supplied |  | TWh | 57.2532 | 0 | 15.5621 | 614.2986 | 1405.4268 | 2482.3021 | 3425.6911 | 4535.8405 | 5546.2791 | 6862.5786
| + | Own-use requirements |  | TWh | 2.8627 | 0 | 0.77811 | 30.7149 | 70.2713 | 124.1151 | 171.2846 | 226.792 | 277.314 | 343.1289
| = | Total generation |  | TWh | 60.1158 | 0 | 16.3402 | 645.0135 | 1475.6982 | 2606.4172 | 3596.9756 | 4762.6325 | 5823.593 | 7205.7075
| ÷ | Thermal efficiency |  | % | 38.6% | 38.6% | 38.6% | 38.6% | 38.6% | 38.6% | 38.6% | 38.6% | 38.6% | 38.6%
| = | Coal input required |  | TWh | 155.7405 | 0 | 42.3321 | 1671.0195 | 3823.0523 | 6752.3762 | 9318.5897 | 12338.4262 | 15087.0285 | 18667.6361
Emissions
|  | CO2 |  | Mt CO2e | 54.057 | 0 | 14.6933 | 580.0055 | 1326.9691 | 2343.728 | 3234.4524 | 4282.6279 | 5236.6589 | 6479.4763
|  | CH4 |  | Mt CO2e | 0 | 0 | 0 | 0 | 0 | 0 | 0 | 0 | 0 | 0
|  | N2O |  | Mt CO2e | 0 | 0 | 0 | 0 | 0 | 0 | 0 | 0 | 0 | 0
| Installed Capacity |  |  |  | 2007 | 2012 | 2017 | 2022 | 2027 | 2032 | 2037 | 2042 | 2047 | 2052
|  | PLF |  | % | 0.596 | 0.6 | 0.7 | 0.8 | 0.8 | 0.8 | 0.8 | 0.8 | 0.8 | 0.8
|  | Coal-USC |  | GW | 11.5064 | 0 | 2.6629 | 91.9766 | 210.4292 | 371.6657 | 512.9158 | 679.1342 | 830.4234 | 1027.5079
|  | Coal-USC Retirement |  | GW |  | 0.28766 | 0.28766 | 0.28766 | 0.28766 | 0.28766 | 0.28766 | 0.28766 | 0.28766 | 0.28766
|  | Coal-USC New Capacities |  | GW | 0 | 0.28766 | 0.82025 | 18.1504 | 23.9782 | 32.535 | 28.5377 | 33.5314 | 30.5455 | 39.7046
| Land Requirement |  |  |  | 2007 | 2012 | 2017 | 2022 | 2027 | 2032 | 2037 | 2042 | 2047 | 2052
|  | Land Requirement for Coal USC |  | ha | 1748.9799 | 0 | 404.7637 | 13980.4436 | 31985.2446 | 56493.1863 | 77963.1951 | 103228.4027 | 126224.3523 | 156181.2038
Outputs
|  | Energy produced and required |  |  | 2052: TWh
|  | Vector | Name | Notes | 2007 | 2012 | 2017 | 2022 | 2027 | 2032 | 2037 | 2042 | 2047 | 2052 | 2053
|  | V.02 | Electricity (supplied to grid) |  | 57.2532 | 0 | 15.5621 | 614.2986 | 1405.4268 | 2482.3021 | 3425.6911 | 4535.8405 | 5546.2791 | 6862.5786
|  | V.03 | Solid hydrocarbons |  | -155.7405 | 0 | -42.3321 | -1671.0195 | -3823.0523 | -6752.3762 | -9318.5897 | -12338.4262 | -15087.0285 | -18667.6361
|  | X.01 | Conversion losses |  | 95.6247 | 0 | 25.9919 | 1026.006 | 2347.3541 | 4145.959 | 5721.6141 | 7575.7937 | 9263.4355 | 11461.9286
|  | X.02 | Distribution losses and own use |  | 2.8627 | 0 | 0.77811 | 30.7149 | 70.2713 | 124.1151 | 171.2846 | 226.792 | 277.314 | 343.1289
|  | E.01 | Savings Potential of Energy |  | 0 | 0 | 0 | 0 | 0 | 0 | 0 | 0 | 0 | 0
|  | V.02 | Electricity (supplied to grid) |  | 0 | 0 | 0 | 0 | 0 | 0 | 0 | 0 | 0 | 0
|  | Total |  |  | 5.7732e-15 | 0 | 0 | -3.1974e-14 | -6.3949e-13 | -2.2737e-13 | -1.1369e-13 | -7.1054e-13 | 1.7053e-13 | 1.7621e-12
0
Emissions
|  | Greenhouse gases |  |  | 2052: Mt CO2e/yr
|  | GHG | IPCC Sector | Notes | 2007 | 2012 | 2017 | 2022 | 2027 | 2032 | 2037 | 2042 | 2047 | 2052
|  | CO2 | 1A |  | 54.057 | 0 | 14.6933 | 580.0055 | 1326.9691 | 2343.728 | 3234.4524 | 4282.6279 | 5236.6589 | 6479.4763
|  | CH4 | 1A |  | 0 | 0 | 0 | 0 | 0 | 0 | 0 | 0 | 0 | 0
|  | N2O | 1A |  | 0 | 0 | 0 | 0 | 0 | 0 | 0 | 0 | 0 | 0
|  | Total |  |  | 54.057 | 0 | 14.6933 | 580.0055 | 1326.9691 | 2343.728 | 3234.4524 | 4282.6279 | 5236.6589 | 6479.4763
Information
Solidfueled unabated generation
|  | Vector | Information type | Notes | 2007 | 2012 | 2017 | 2022 | 2027 | 2032 | 2037 | 2042 | 2047 | 2052
|  | B.02 | Installed Capacity | GW | 11.5064 | 0 | 2.6629 | 91.9766 | 210.4292 | 371.6657 | 512.9158 | 679.1342 | 830.4234 | 1027.5079
|  | B.01 | India Land area | ha | 1748.9799 | 0 | 404.7637 | 13980.4436 | 31985.2446 | 56493.1863 | 77963.1951 | 103228.4027 | 126224.3523 | 156181.2038
Note on C52: himanshu: Values adopted from UK 2050 calculator

## II
II | Nuclear power generation
II | Nuclear power
Choice of Trajectory
|  |  | Component | Trajectory
|  |  | Build Rate | 1
Trajectory assumptions
|  | Nuclear Capacity (PHWR and Boiling water reactors (TAPS1 &TAPS2)) | [11 empty] | GW
|  | Trajectory | Description | Notes | 2007 | 2012 | 2017 | 2022 | 2027 | 2032 | 2037 | 2042 | 2047 | 2052
|  | 1 |  |  | 4.04 | 4.68 | 7.48 | 7.16 | 7.16 | 6.96 | 6.52 | 6.3 | 5.86 | 5.86
|  | 2 |  |  | 4.04 | 4.68 | 7.48 | 9.26 | 10.66 | 12.56 | 12.82 | 14.7 | 14.26 | 14.26
|  | 3 |  |  | 4.04 | 4.68 | 7.48 | 9.96 | 12.06 | 15.36 | 17.02 | 18.2 | 21.26 | 24.06
|  | 4 |  |  | 4.04 | 4.68 | 7.48 | 9.96 | 12.06 | 15.36 | 17.02 | 18.2 | 21.26 | 24.06
|  | Chosen |  |  | 4.04 | 4.68 | 7.48 | 7.16 | 7.16 | 6.96 | 6.52 | 6.3 | 5.86 | 5.86
Nuclear Capacity (LWR) | bar: 2052
|  | Trajectory | Description | Notes | 2007 | 2012 | 2017 | 2022 | 2027 | 2032 | 2037 | 2042 | 2047 | 2052
|  | 1 |  |  | 0 | 0 | 2 | 2 | 2 | 2 | 2 | 2 | 2 | 2
|  | 2 |  |  | 0 | 0 | 2 | 2 | 3 | 3 | 6.6 | 8.25 | 9.35 | 12.5
|  | 3 |  |  | 0 | 0 | 2 | 2 | 3 | 4.5 | 8.25 | 13.5 | 17.75 | 23
|  | 4 |  |  | 0 | 0 | 2 | 2 | 4.65 | 8.9 | 14.15 | 19.4 | 23.65 | 31.5
|  | Chosen |  |  | 0 | 0 | 2 | 2 | 2 | 2 | 2 | 2 | 2 | 2
Nuclear Capacity (FBR) | bar: 2052
|  | Trajectory | Description | Notes | 2007 | 2012 | 2017 | 2022 | 2027 | 2032 | 2037 | 2042 | 2047 | 2052
|  | 1 |  |  | 0 | 0 | 0.5 | 0.5 | 0.5 | 0.5 | 0.5 | 0.5 | 0.5 | 0.5
|  | 2 |  |  | 0 | 0 | 0.5 | 0.5 | 0.5 | 1 | 1.5 | 1.5 | 1.5 | 1.5
|  | 3 |  |  | 0 | 0 | 0.5 | 0.5 | 0.5 | 1 | 1.5 | 2.5 | 3 | 3.5
|  | 4 |  |  | 0 | 0 | 0.5 | 0.5 | 0.5 | 1.5 | 2.5 | 3.5 | 4.5 | 5.5
|  | Chosen |  |  | 0 | 0 | 0.5 | 0.5 | 0.5 | 0.5 | 0.5 | 0.5 | 0.5 | 0.5
Nuclear Capacity (PHWR+FBR+LWR) | bar: 2052
|  | Trajectory | Description | Notes | 2007 | 2012 | 2017 | 2022 | 2027 | 2032 | 2037 | 2042 | 2047 | 2052
|  | 1 |  |  | 4.04 | 4.68 | 9.98 | 9.66 | 9.66 | 9.46 | 9.02 | 8.8 | 8.36 | 8.36
|  | 2 |  |  | 4.04 | 4.68 | 9.98 | 11.76 | 14.16 | 16.56 | 20.92 | 24.45 | 25.11 | 28.26
|  | 3 |  |  | 4.04 | 4.68 | 9.98 | 12.46 | 15.56 | 20.86 | 26.77 | 34.2 | 42.01 | 50.56
|  | 4 |  |  | 4.04 | 4.68 | 9.98 | 12.46 | 17.21 | 25.76 | 33.67 | 41.1 | 49.41 | 61.06
|  | Chosen |  |  | 4.04 | 4.68 | 9.98 | 9.66 | 9.66 | 9.46 | 9.02 | 8.8 | 8.36 | 8.36
Fixed assumptions
Thermal efficiency (based on gross calorific values)
|  | Fuel | Plant type | Notes | 2007 | 2012 | 2017 | 2022 | 2027 | 2032 | 2037 | 2042 | 2047 | 2052
|  | N.01 | Nuclear fission |  | 35% | 35% | 35% | 35% | 35% | 35% | 35% | 35% | 35% | 35%
Load factor
|  | Fuel | Plant type | Notes | 2007 | 2012 | 2017 | 2022 | 2027 | 2032 | 2037 | 2042 | 2047 | 2052
|  | N.01 | Nuclear fission |  | 80% | 80% | 80% | 80% | 80% | 80% | 80% | 80% | 80% | 80%
Legacy plant capacities (added prior to 2012) | bar: 2007 to 2052
|  | Fuel | Plant type | Notes | 2007: 2007; 2012: 2012
|  | N.01 | PHWR Plants, and TAPS1 and 2 |  | 2007: 4.04; 2012: 4.68
Land assumptions
Land requirememt per GW of Nuclear Power
ha/ GW
[5 empty] | 2007 | 2012 | 2017 | 2022 | 2027 | 2032 | 2037 | 2042 | 2047 | 2052
|  | Land Use (ha / GW ) |  |  | 2600 | 2600 | 2600 | 2600 | 2600 | 2600 | 2600 | 2600 | 2600 | 2600
Derived assumptions
Transmission entry capacity | bar: 2007 to ha/ GW 2052
|  | Fuel | Plant type |  | 2007 | 2012 | 2017 | 2022 | 2027 | 2032 | 2037 | 2042 | 2047 | 2052
|  | N.01 | Nuclear fission |  | 4.04 | 4.68 | 9.98 | 9.66 | 9.66 | 9.46 | 9.02 | 8.8 | 8.36 | 8.36
|  | Nuclear |  |  | 2007 | 2012 | 2017 | 2022 | 2027 | 2032 | 2037 | 2042 | 2047 | 2052
|  | Capacity |  | GW | 4.04 | 4.68 | 9.98 | 9.66 | 9.66 | 9.46 | 9.02 | 8.8 | 8.36 | 8.36
|  | × Capacity factor |  |  | 80% | 80% | 80% | 80% | 80% | 80% | 80% | 80% | 80% | 80%
|  | = Available supply |  |  | 3.232 | 3.744 | 7.984 | 7.728 | 7.728 | 7.568 | 7.216 | 7.04 | 6.688 | 6.688
|  | Available generation |  | TWh | 28.3317 | 32.8199 | 69.9877 | 67.7436 | 67.7436 | 66.3411 | 63.2555 | 61.7126 | 58.627 | 58.627
|  | Actual supplied (available generation) |  |  | 28.3317 | 32.8199 | 69.9877 | 67.7436 | 67.7436 | 66.3411 | 63.2555 | 61.7126 | 58.627 | 58.627 | Used
|  | + Own-use requirements |  |  | 0 | 0 | 0 | 0 | 0 | 0 | 0 | 0 | 0 | 0
|  | = Total generation |  |  | 28.3317 | 32.8199 | 69.9877 | 67.7436 | 67.7436 | 66.3411 | 63.2555 | 61.7126 | 58.627 | 58.627
|  | ÷ Thermal efficiency |  |  | 35% | 35% | 35% | 35% | 35% | 35% | 35% | 35% | 35% | 35%
|  | = Total input energy required |  |  | 80.9477 | 93.7712 | 199.965 | 193.5533 | 193.5533 | 189.546 | 180.7299 | 176.3218 | 167.5057 | 167.5057
| Land Area Requirement |  |  | ha | 10504 | 12168 | 25948 | 25116 | 25116 | 24596 | 23452 | 22880 | 21736 | 21736
Outputs
|  | Energy produced and required |  |  | 2052: TWh
|  | Vector | Name | Notes | 2007 | 2012 | 2017 | 2022 | 2027 | 2032 | 2037 | 2042 | 2047 | 2052
|  | V.01 | Electricity (delivered to end user) |  | 0 | 0 | 0 | 0 | 0 | 0 | 0 | 0 | 0 | 0
|  | V.02 | Electricity (supplied to grid) |  | 28.3317 | 32.8199 | 69.9877 | 67.7436 | 67.7436 | 66.3411 | 63.2555 | 61.7126 | 58.627 | 58.627
|  | N.01 | Nuclear fission |  | -80.9477 | -93.7712 | -199.965 | -193.5533 | -193.5533 | -189.546 | -180.7299 | -176.3218 | -167.5057 | -167.5057
|  | X.01 | Conversion losses |  | 52.616 | 60.9513 | 129.9772 | 125.8096 | 125.8096 | 123.2049 | 117.4744 | 114.6092 | 108.8787 | 108.8787
|  | X.02 | Distribution losses and own use |  | 0 | 0 | 0 | 0 | 0 | 0 | 0 | 0 | 0 | 0
|  | Total |  |  | 0 | 0 | 0 | 0 | 0 | 0 | 0 | 0 | 0 | 0
Information
Information summary
|  | Vector | Information type | Notes | 2007 | 2012 | 2017 | 2022 | 2027 | 2032 | 2037 | 2042 | 2047 | 2052
|  | B.02 | Installed Capacity | GW | 4.04 | 4.68 | 9.98 | 9.66 | 9.66 | 9.46 | 9.02 | 8.8 | 8.36 | 8.36
|  | B.07 | Load factor | % | 80% | 80% | 80% | 80% | 80% | 80% | 80% | 80% | 80% | 80%
|  | B.01 | India Land area |  | 10504 | 12168 | 25948 | 25116 | 25116 | 24596 | 23452 | 22880 | 21736 | 21736

## III
III | Hydro Electric Power Generation
III | Hydro Power Generation
Trajectory choice
|  |  | Component | Trajectory
|  |  | Overall Trajectory | 1
Trajectory assumptions
|  | Domestic Large Hydroelectric Cumulative Capacity | [11 empty] | GW
|  | Trajectory | Description | Notes | 2007 | 2012 | 2017 | 2022 | 2027 | 2032 | 2037 | 2042 | 2047 | 2052
|  | 1 | No new large hydro construction | Current installed capacity | 34.65 | 41 | 49 | 49 | 49 | 49 | 49 | 49 | 49 | 49
|  | 2 | As per CEA estimates of expected benefits from Hydro in 12th & 13th FYPs | CEA Electricity Generation Plan | 34.65 | 41 | 49 | 61 | 63 | 66 | 69 | 72 | 75 | 78
|  | 3 | In addition to expected benefits from 12th and 13th FYPs,includes benefits from R&M and Life Extension activities. Past trends continue beyond 13th FYP. | CEA Electricity Generation Plan, past trends | 34.65 | 41 | 49 | 61 | 68 | 77 | 87 | 96 | 105 | 114
|  | 4 | Advances in R&D increase R&M benefits to 20 GW per FYP, and full potential is reached by 2052. | CEA Electricity Generation Plan, assumptions of advanced R&D | 34.65 | 41 | 49 | 61 | 74 | 93 | 112 | 131 | 150 | 169
|  | Chosen |  |  | 34.65 | 41 | 49 | 49 | 49 | 49 | 49 | 49 | 49 | 49
Domestic Large Hydroelectricity Retired Capacity | bar: 2052
|  | Trajectory | Description | Notes | 2007 | 2012 | 2017 | 2022 | 2027 | 2032 | 2037 | 2042 | 2047 | 2052
|  | 1 |  |  | 0 | 0 | 0 | 0 | 0 | 0 | 0 | 0 | 0 | 0
|  | 2 |  |  | 0 | 0 | 0 | 0 | 0 | 0 | 0 | 0 | 0 | 0
|  | 3 |  |  | 0 | 0 | 0 | 0 | 0 | 0 | 0 | 0 | 0 | 0
|  | 4 |  |  | 0 | 0 | 0 | 0 | 0 | 0 | 0 | 0 | 0 | 0
|  | Chosen |  |  | 0 | 0 | 0 | 0 | 0 | 0 | 0 | 0 | 0 | 0
Domestic Large Hydroelectricity Net Capacity | bar: 2052
|  | Trajectory | Description | Notes | 2007 | 2012 | 2017 | 2022 | 2027 | 2032 | 2037 | 2042 | 2047 | 2052
|  | 1 | No new large hydro construction | Current installed capacity | 34.65 | 41 | 49 | 49 | 49 | 49 | 49 | 49 | 49 | 49
|  | 2 | As per CEA estimates of expected benefits from Hydro in 12th & 13th FYPs | CEA Electricity Generation Plan | 34.65 | 41 | 49 | 61 | 63 | 66 | 69 | 72 | 75 | 78
|  | 3 | In addition to expected benefits from 12th and 13th FYPs,includes benefits from R&M and Life Extension activities. Past trends continue beyond 13th FYP. | CEA Electricity Generation Plan, past trends | 34.65 | 41 | 49 | 61 | 68 | 77 | 87 | 96 | 105 | 114
|  | 4 | Advances in R&D increase R&M benefits to 20 GW per FYP, and full potential is reached by 2052. | CEA Electricity Generation Plan, assumptions of advanced R&D | 34.65 | 41 | 49 | 61 | 74 | 93 | 112 | 131 | 150 | 169
|  | Chosen |  |  | 34.65 | 41 | 49 | 49 | 49 | 49 | 49 | 49 | 49 | 49
Fixed assumptions
Load factor [1]
|  | Fuel | Plant type | Notes | 2007 | 2012 | 2017 | 2022 | 2027 | 2032 | 2037 | 2042 | 2047 | 2052
|  | R.06 | Large Hydro |  | 40% | 40% | 40% | 40% | 40% | 40% | 40% | 40% | 40% | 40%
|  |  | Large hydro plant size |  | 2007: 0.001; 2012: GW
Land assumptions
Land requirememts per GW
ha/GW
[5 empty] | 2007 | 2012 | 2017 | 2022 | 2027 | 2032 | 2037 | 2042 | 2047 | 2052
|  | Land Use ( ha / GW ) | [1] |  | 780 | 780 | 780 | 780 | 780 | 780 | 780 | 780 | 780 | 780
[1] Published by MoP ( http://www.powermin.nic.in/JSP_SERVLETS/jsp/Hydro_faq.htm#23)
Derived assumptions
Capacity | bar: 2007 to ha/GW 2052
|  | Fuel | Description | Notes | 2007 | 2012 | 2017 | 2022 | 2027 | 2032 | 2037 | 2042 | 2047 | 2052
|  | R.06 | Hydro |  | 34.65 | 41 | 49 | 49 | 49 | 49 | 49 | 49 | 49 | 49
| Hyrdroelectricity |  |  |  | 2007 | 2012 | 2017 | 2022 | 2027 | 2032 | 2037 | 2042 | 2047 | 2052
|  | Installed capacity |  | GW | 34.65 | 41 | 49 | 49 | 49 | 49 | 49 | 49 | 49 | 49
| × | Capacity factor |  |  | 40% | 40% | 40% | 40% | 40% | 40% | 40% | 40% | 40% | 40%
| = | Available supply |  |  | 13.86 | 16.4 | 19.6 | 19.6 | 19.6 | 19.6 | 19.6 | 19.6 | 19.6 | 19.6
|  | Generation |  | TWh | 121.4968 | 143.7624 | 171.8136 | 171.8136 | 171.8136 | 171.8136 | 171.8136 | 171.8136 | 171.8136 | 171.8136
| Land Area Requirement |  |  | ha | 27027 | 31980 | 38220 | 38220 | 38220 | 38220 | 38220 | 38220 | 38220 | 38220
Outputs
|  | Energy produced and required |  |  | 2052: TWh
|  | Vector | Name | Notes | 2007 | 2012 | 2017 | 2022 | 2027 | 2032 | 2037 | 2042 | 2047 | 2052
|  | V.02 | Electricity (supplied to grid) |  | 121.4968 | 143.7624 | 171.8136 | 171.8136 | 171.8136 | 171.8136 | 171.8136 | 171.8136 | 171.8136 | 171.8136
|  | R.06 | Hydro |  | -121.4968 | -143.7624 | -171.8136 | -171.8136 | -171.8136 | -171.8136 | -171.8136 | -171.8136 | -171.8136 | -171.8136
|  | Total |  |  | 0 | 0 | 0 | 0 | 0 | 0 | 0 | 0 | 0 | 0
Information
Information summary
|  | Vector | Information type | Notes | 2007 | 2012 | 2017 | 2022 | 2027 | 2032 | 2037 | 2042 | 2047 | 2052
|  | B.01 | India Land area | ha | 27027 | 31980 | 38220 | 38220 | 38220 | 38220 | 38220 | 38220 | 38220 | 38220
|  | B.02 | Installed Capacity | GW | 34.65 | 41 | 49 | 49 | 49 | 49 | 49 | 49 | 49 | 49

## IV.a
IV | National renewable power generation
IV.a | Solar PV
Trajectory choice
|  |  | Component | Trajectory
|  |  | Overall Trajectory | 1
Trajectory assumptions
|  | Domestic solar PV New capacity addition [1] | [11 empty] | GW/ five year plan
|  | Trajectory | Description | Notes | 2007 | 2012 | 2017 | 2022 | 2027 | 2032 | 2037 | 2042 | 2047 | 2052
|  | 1 |  |  | 0 | 0.941 | 4 | 6 | 8 | 8 | 7 | 5 | 3 | 1
|  | 2 |  |  | 0 | 0.941 | 7 | 10 | 15 | 20 | 30 | 35 | 40 | 40
|  | 3 |  |  | 0 | 0.941 | 7.65 | 13 | 20 | 35 | 45 | 60 | 75 | 100
|  | 4 |  |  | 0 | 0.941 | 11 | 15 | 35 | 50 | 70 | 100 | 150 | 200
|  | Chosen |  |  | 0 | 0.941 | 4 | 6 | 8 | 8 | 7 | 5 | 3 | 1
Notes:
|  | [1] | See module writeup for assumptions
|  | Domestic solar PV Retired Capacity[1] |  |  | 2052: GW/ five year plan
|  | Trajectory | Description | Notes | 2007 | 2012 | 2017 | 2022 | 2027 | 2032 | 2037 | 2042 | 2047 | 2052
|  | 1 |  |  | 0 | 0 | 0 | 0 | 0 | 0 | 0 | -0.941 | -4 | -6
|  | 2 |  |  | 0 | 0 | 0 | 0 | 0 | 0 | 0 | -0.941 | -7 | -10
|  | 3 |  |  | 0 | 0 | 0 | 0 | 0 | 0 | 0 | -0.941 | -7.65 | -13
|  | 4 |  |  | 0 | 0 | 0 | 0 | 0 | 0 | 0 | -0.941 | -11 | -15
|  | Chosen |  |  |  | 0 | 0 | 0 | 0 | 0 | 0 | -0.941 | -4 | -6
|  | Domestic Solar PV Cumulative Capacity[1] |  |  | 2052: GW/ five year plan
|  | Trajectory | Description | Notes | 2007 | 2012 | 2017 | 2022 | 2027 | 2032 | 2037 | 2042 | 2047 | 2052
|  | 1 |  |  | 0 | 0.941 | 4.941 | 10.941 | 18.941 | 26.941 | 33.941 | 38 | 37 | 32
|  | 2 |  |  | 0 | 0.941 | 7.941 | 17.941 | 32.941 | 52.941 | 82.941 | 117 | 150 | 180
|  | 3 |  |  | 0 | 0.941 | 8.591 | 21.591 | 41.591 | 76.591 | 121.591 | 180.65 | 248 | 335
|  | 4 |  |  | 0 | 0.941 | 11.941 | 26.941 | 61.941 | 111.941 | 181.941 | 281 | 420 | 605
|  | Chosen |  |  | 0 | 0.941 | 4.941 | 10.941 | 18.941 | 26.941 | 33.941 | 38 | 37 | 32
|  | Weighted average of cumulative capacities and CUFs |  |  | 2027: 0.001; 2052: %
|  | Trajectory | Description | Notes | 2007 | 2012 | 2017 | 2022 | 2027 | 2032 | 2037 | 2042 | 2047 | 2052
|  | 1 |  |  | 19% | 19% | 19.08% | 19.23% | 19.45% | 19.69% | 19.85% | 19.99% | 20.17% | 20.36%
|  | 2 |  |  | 19% | 19% | 19.09% | 19.23% | 19.47% | 19.76% | 20.03% | 20.25% | 20.51% | 20.74%
|  | 3 |  |  | 19% | 19% | 19.09% | 19.25% | 19.49% | 19.84% | 20.08% | 20.31% | 20.56% | 20.81%
|  | 4 |  |  | 19% | 19% | 19.09% | 19.24% | 19.53% | 19.85% | 20.1% | 20.33% | 20.6% | 20.85%
|  | Chosen |  |  | 19% | 19% | 19.08% | 19.23% | 19.45% | 19.69% | 19.85% | 19.99% | 20.17% | 20.36%
Fixed assumptions
Capacity Utilization factor
|  | Fuel | Plant type | Notes | 2007 | 2012 | 2017 | 2022 | 2027 | 2032 | 2037 | 2042 | 2047 | 2052
|  | R.01 | Solar |  | 19% | 19% | 19.1% | 19.35% | 19.75% | 20.25% | 20.5% | 20.75% | 21% | 21.25%
Conversion efficiency, incident sunlight to electricity | bar: 2007 to 2052
|  | Fuel | Plant type | Notes | 2007 | 2012 | 2017 | 2022 | 2027 | 2032 | 2037 | 2042 | 2047 | 2052
|  | R.01 | Solar |  |  | 16% | 17% | 18% | 19% | 20% | 21% | 22% | 23% | 24%
|  |  | Solar Plant size | 0.001 | GW
Land assumptions
Land requirememt of a 0.001 GW PV Crystalline Solar source
ha/solar source
[5 empty] | 2007 | 2012 | 2017 | 2022 | 2027 | 2032 | 2037 | 2042 | 2047 | 2052
[5 empty] | 1922.2568 | 1922.2568 | 1809.1829 | 1702.7603 | 1608.1626 | 1523.5224 | 1378.425 | 1315.7694 | 1258.562 | 1206.1219 | 0
Derived assumptions
Capacity | bar: 2007 to ha/solar source 2052
|  | Fuel | Description | Notes | 2007 | 2012 | 2017 | 2022 | 2027 | 2032 | 2037 | 2042 | 2047 | 2052
|  | R.01 | Solar |  | 0 | 0.941 | 4.941 | 10.941 | 18.941 | 26.941 | 33.941 | 38 | 37 | 32
Weighted average of cumulative capacities and CUFs
|  | Fuel | Description | Notes | 2007 | 2012 | 2017 | 2022 | 2027 | 2032 | 2037 | 2042 | 2047 | 2052
|  | R.01 | Solar |  | 19% | 19% | 19.08% | 19.23% | 19.45% | 19.69% | 19.85% | 19.99% | 20.17% | 20.36%
XVI
XIV
| Grid Connected Solar PV |  |  |  | 2007 | 2012 | 2017 | 2022 | 2027 | 2032 | 2037 | 2042 | 2047 | 2052
|  | Installed capacity |  | GW | 0 | 0.941 | 4.941 | 10.941 | 18.941 | 26.941 | 33.941 | 38 | 37 | 32
| × | Capacity factor |  | % | 19% | 19% | 19.1% | 19.35% | 19.75% | 20.25% | 20.5% | 20.75% | 21% | 21.25%
| = | Available supply |  | GW | 0 | 0.17879 | 0.94373 | 2.1171 | 3.7408 | 5.4556 | 6.9579 | 7.885 | 7.77 | 6.8
|  | Generation |  | TWh | 0 | 1.5673 | 8.2727 | 18.5584 | 32.7923 | 47.8234 | 60.993 | 69.1199 | 68.1118 | 59.6088
V.11 | Off Grid Solar PV/Renewable |  |  | TWh | 0 | 0 | 0.11418 | 0.13396 | 0.46218 | 0.53416 | 1.2541 | 1.3762 | 2.8747 | 4.0778
|  | Land Area Requirement |  | ha | 0 | 1808.8436 | 8939.1726 | 18629.901 | 30460.2069 | 41045.2175 | 46785.1244 | 49999.2357 | 46566.7939 | 38595.9013
Outputs
|  | Energy produced and required |  |  | 2052: TWh
|  | Vector | Name | Notes | 2007 | 2012 | 2017 | 2022 | 2027 | 2032 | 2037 | 2042 | 2047 | 2052
|  | V.02 | Electricity (supplied to grid) |  | 0 | 1.5673 | 8.2727 | 18.5584 | 32.7923 | 47.8234 | 60.993 | 69.1199 | 68.1118 | 59.6088
|  | V.11 | Off Grid Renewables |  | 0 | 0 | 0.11418 | 0.13396 | 0.46218 | 0.53416 | 1.2541 | 1.3762 | 2.8747 | 4.0778
|  | R.01 | Solar |  | 0 | -1.5673 | -8.3869 | -18.6923 | -33.2545 | -48.3575 | -62.2471 | -70.4961 | -70.9865 | -63.6866
|  | Total |  |  | 0 | 0 | 0 | 0 | 0 | 0 | 0 | 0 | 0 | 0
Information
Information summary
|  | Vector | Information type | Notes | 2007 | 2012 | 2017 | 2022 | 2027 | 2032 | 2037 | 2042 | 2047 | 2052
|  | B.01 | India Land area | ha | 0 | 1808.8436 | 8939.1726 | 18629.901 | 30460.2069 | 41045.2175 | 46785.1244 | 49999.2357 | 46566.7939 | 38595.9013
|  | B.02 | Installed Capacity | GW | 0 | 0.941 | 4.941 | 10.941 | 18.941 | 26.941 | 33.941 | 38 | 37 | 32

## IV.b
IV | National renewable power generation
IV.b | Solar CSP
Trajectory choice
|  |  | Component | Trajectory
|  |  | Overall Trajectory | 1
Trajectory assumptions
|  | Domestic solar CSP l new capacity | [11 empty] | GW
|  | Trajectory | Description | Notes | 2007 | 2012 | 2017 | 2022 | 2027 | 2032 | 2037 | 2042 | 2047 | 2052
|  | 1 |  |  | 0 | 0 | 1 | 2 | 2 | 2.5 | 2 | 1 | 0 | 0
|  | 2 |  |  | 0 | 0 | 1.5 | 2.5 | 3.5 | 5 | 8 | 12 | 15 | 20
|  | 3 |  |  | 0 | 0 | 1.82 | 3 | 5 | 8 | 12 | 18 | 30 | 45
|  | 4 |  |  | 0 | 0 | 2.7 | 4 | 8 | 20 | 35 | 50 | 70 | 100
|  | Chosen |  |  | 0 | 0 | 1 | 2 | 2 | 2.5 | 2 | 1 | 0 | 0
|  | Domestic solar CSP Retired Capacity |  |  | 2027: 0.001; 2052: GW
|  | Trajectory | Description | Notes | 2007 | 2012 | 2017 | 2022 | 2027 | 2032 | 2037 | 2042 | 2047 | 2052
|  | 1 |  |  | 0 | 0 | 0 | 0 | 0 | 0 | 0 | 0 | -1 | -2
|  | 2 |  |  | 0 | 0 | 0 | 0 | 0 | 0 | 0 | 0 | -1.5 | -2.5
|  | 3 |  |  | 0 | 0 | 0 | 0 | 0 | 0 | 0 | 0 | -1.82 | -3
|  | 4 |  |  | 0 | 0 | 0 | 0 | 0 | 0 | 0 | 0 | -2.7 | -4
|  | Chosen |  |  |  | 0 | 0 | 0 | 0 | 0 | 0 | 0 | -1 | -2
|  | Domestic Solar CSP Cumulative Capacity |  |  | 2027: 0.001; 2052: GW
|  | Trajectory | Description | Notes | 2007 | 2012 | 2017 | 2022 | 2027 | 2032 | 2037 | 2042 | 2047 | 2052
|  | 1 |  |  | 0 | 0 | 1 | 3 | 5 | 7.5 | 9.5 | 10.5 | 9.5 | 7.5
|  | 2 |  |  | 0 | 0 | 1.5 | 4 | 7.5 | 12.5 | 20.5 | 32.5 | 46 | 63.5
|  | 3 |  |  | 0 | 0 | 1.82 | 4.82 | 9.82 | 17.82 | 29.82 | 47.82 | 76 | 118
|  | 4 |  |  | 0 | 0 | 2.7 | 6.7 | 14.7 | 34.7 | 69.7 | 119.7 | 187 | 283
|  | Chosen |  |  | 0 | 0 | 1 | 3 | 5 | 7.5 | 9.5 | 10.5 | 9.5 | 7.5
|  | Weighted average of cumulative capacities and CUFs |  |  | 2027: 0.001; 2052: %
|  | Trajectory | Description | Notes | 2007 | 2012 | 2017 | 2022 | 2027 | 2032 | 2037 | 2042 | 2047 | 2052
|  | 1 |  |  | 22% | 22% | 28.8% | 32.6% | 35.68% | 39.12% | 40.57% | 41.09% | 42.38% | 44.48%
|  | 2 |  |  | 22% | 22% | 28.8% | 32.36% | 36.07% | 40.04% | 42.37% | 43.71% | 44.94% | 45.69%
|  | 3 |  |  | 22% | 22% | 28.8% | 32.35% | 36.4% | 40.71% | 42.84% | 44.03% | 45.17% | 45.76%
|  | 4 |  |  | 22% | 22% | 28.8% | 32.2% | 36.61% | 42.02% | 44.02% | 44.85% | 45.51% | 45.84%
|  | Chosen |  |  | 22% | 22% | 28.8% | 32.6% | 35.68% | 39.12% | 40.57% | 41.09% | 42.38% | 44.48%
Fixed assumptions
Conversion efficiency | bar: 2052
|  | Fuel | Plant type | Notes | 2007 | 2012 | 2017 | 2022 | 2027 | 2032 | 2037 | 2042 | 2047 | 2052
|  | R.01 | Solar |  | 22% | 22% | 28.8% | 34.5% | 40.3% | 46% | 46% | 46% | 46% | 46%
|  | Electricity consumption (to run pump) |  |  | 2052: % of heat supplied
|  | Fuel | Plant type | Notes | 2007 | 2012 | 2017 | 2022 | 2027 | 2032 | 2037 | 2042 | 2047 | 2052
|  | V.01 | Electricity (delivered to end user) |  | 7.143% | 7.143% | 7.143% | 7.143% | 7.143% | 7.143% | 7.143% | 7.143% | 7.143% | 7.143%
|  |  | Solar Plant size | 0.001 | 2007: GWaverage
Land assumptions
Land requirememt of a 0.001 GW Solar CSP source
ha/solar source
[5 empty] | 2007 | 2012 | 2017 | 2022 | 2027 | 2032 | 2037 | 2042 | 2047 | 2052
[5 empty] | 0 | 2428.1139 | 2428.1139 | 2225.771 | 2225.771 | 2023.4282 | 2023.4282 | 2023.4282 | 2023.4282 | 2023.4282
Derived assumptions
Capacity | bar: 2007 to ha/solar source 2052
|  | Fuel | Description | Notes | 2007 | 2012 | 2017 | 2022 | 2027 | 2032 | 2037 | 2042 | 2047 | 2052
|  | R.01 | Solar |  | 0 | 0 | 1 | 3 | 5 | 7.5 | 9.5 | 10.5 | 9.5 | 7.5
Weighted average of cumulative capacities and CUFs
|  | Fuel | Description | Notes | 2007 | 2012 | 2017 | 2022 | 2027 | 2032 | 2037 | 2042 | 2047 | 2052
|  | R.01 | Solar |  | 22% | 22% | 28.8% | 32.6% | 35.68% | 39.12% | 40.57% | 41.09% | 42.38% | 44.48%
| SOLAR CSP |  |  |  | 2007 | 2012 | 2017 | 2022 | 2027 | 2032 | 2037 | 2042 | 2047 | 2052
|  | Installed capacity |  | GW | 0 | 0 | 1 | 3 | 5 | 7.5 | 9.5 | 10.5 | 9.5 | 7.5
| × | Capacity factor |  | % | 22% | 22% | 28.8% | 32.6% | 35.68% | 39.12% | 40.57% | 41.09% | 42.38% | 44.48% | 0%
| = | Available supply |  | GW | 0 | 0 | 0.288 | 0.978 | 1.784 | 2.934 | 3.854 | 4.314 | 4.026 | 3.336
|  | Generation |  | TWh | 0 | 0 | 2.5246 | 8.5731 | 15.6385 | 25.7194 | 33.7842 | 37.8165 | 35.2919 | 29.2434
Land Requirement
| Domestic Solar CSP |  |  | ha | 0 | 0 | 2428.1139 | 6677.3131 | 11128.8552 | 15175.7116 | 19222.568 | 21245.9962 | 19222.568 | 15175.7116
Outputs
|  | Energy produced and required |  |  | 2052: TWh
|  | Vector | Name | Notes | 2007 | 2012 | 2017 | 2022 | 2027 | 2032 | 2037 | 2042 | 2047 | 2052
|  | R.01 | Solar |  | 0 | 0 | -2.5246 | -8.5731 | -15.6385 | -25.7194 | -33.7842 | -37.8165 | -35.2919 | -29.2434
|  | V.02 | Electricity (supplied to grid) |  | 0 | 0 | 2.5246 | 8.5731 | 15.6385 | 25.7194 | 33.7842 | 37.8165 | 35.2919 | 29.2434
|  | Total |  |  | 0 | 0 | 0 | 0 | 0 | 0 | 0 | 0 | 0 | 0
Information
Information summary
|  | Vector | Information type | Notes | 2007 | 2012 | 2017 | 2022 | 2027 | 2032 | 2037 | 2042 | 2047 | 2052
|  | B.01 | India Land area | ha | 0 | 0 | 2428.1139 | 6677.3131 | 11128.8552 | 15175.7116 | 19222.568 | 21245.9962 | 19222.568 | 15175.7116
|  | B.02 | Installed Capacity | GW | 0 | 0 | 1 | 3 | 5 | 7.5 | 9.5 | 10.5 | 9.5 | 7.5
Note on B51: adopted from UK 2050 Pathways Calculator
Note on B65: yeshika malik: Adopted from Solar CSP sheet
Note on B114: yeshika malik: Not used

## IV.c.1
IV | National renewable power generation
IV.c.1 | Onshore Wind
Choice of Trajectory
|  |  | Component | Trajectory
|  |  | Trajectory | 1
Trajectory assumptions
|  | Onshore wind, new build | [11 empty] | GW per Five Year Plan, for subsequent period; nameplate capacity
|  | Trajectory | Description | Notes | 2007 | 2012 | 2017 | 2022 | 2027 | 2032 | 2037 | 2042 | 2047 | 2052
|  | 1 |  |  | 7.094 | 10.353 | 8.5 | 10 | 10 | 12.5 | 12.5 | 12 | 10 | 8
|  | 2 |  |  | 7.094 | 10.353 | 15 | 22 | 25 | 30 | 35 | 40 | 50 | 60
|  | 3 |  |  | 7.094 | 10.353 | 20 | 25 | 30 | 35 | 50 | 60 | 70 | 80
|  | 4 |  |  | 7.094 | 10.353 | 25 | 40 | 50 | 60 | 70 | 90 | 100 | 120
|  | Chosen |  |  | 7.094 | 10.353 | 8.5 | 10 | 10 | 12.5 | 12.5 | 12 | 10 | 8
|  | Onshore wind, retirement |  |  | 2052: GW per Five Year Plan, for subsequent period; nameplate capacity
|  | Trajectory | Description | Notes | 2007 | 2012 | 2017 | 2022 | 2027 | 2032 | 2037 | 2042 | 2047 | 2052
|  | 1 |  |  | 0 | 0 | 0 | 0 | 0 | 0 | -7.094 | -10.259 | -8.5 | -10
|  | 2 |  |  | 0 | 0 | 0 | 0 | 0 | 0 | -7.094 | -10.259 | -15 | -22
|  | 3 |  |  | 0 | 0 | 0 | 0 | 0 | 0 | -7.094 | -10.259 | -20 | -25
|  | 4 |  |  | 0 | 0 | 0 | 0 | 0 | 0 | -7.094 | -10.259 | -25 | -25
|  | Chosen |  |  | 0 | 0 | 0 | 0 | 0 | 0 | -7.094 | -10.259 | -8.5 | -10
|  | Onshore wind, cumulative capacity |  |  | 2052: GW per Five Year Plan, for subsequent period; nameplate capacity
|  | Trajectory | Description | Notes | 2007 | 2012 | 2017 | 2022 | 2027 | 2032 | 2037 | 2042 | 2047 | 2052
|  | 1 |  |  | 7.094 | 10.353 | 18.853 | 28.853 | 38.853 | 51.353 | 56.759 | 58.5 | 60 | 58
|  | 2 |  |  | 7.094 | 10.353 | 25.353 | 47.353 | 72.353 | 102.353 | 130.259 | 160 | 195 | 233
|  | 3 |  |  | 7.094 | 10.353 | 30.353 | 55.353 | 85.353 | 120.353 | 163.259 | 213 | 263 | 318
|  | 4 |  |  | 7.094 | 10.353 | 35.353 | 75.353 | 125.353 | 185.353 | 248.259 | 328 | 403 | 498
|  | Chosen |  |  | 7.094 | 10.353 | 18.853 | 28.853 | 38.853 | 51.353 | 56.759 | 58.5 | 60 | 58
|  | Weighted average of cumulative capacities and CUFs |  |  | 2027: 0.001; 2052: %
|  | Trajectory | Description | Notes | 2007 | 2012 | 2017 | 2022 | 2027 | 2032 | 2037 | 2042 | 2047 | 2052
|  | 1 |  |  | 20% | 20.63% | 22.15% | 23.14% | 23.87% | 24.63% | 25.96% | 27.27% | 28.19% | 29.27%
|  | 2 |  |  | 20% | 20.63% | 22.62% | 23.73% | 24.51% | 25.24% | 26.27% | 27.22% | 28.18% | 29.47%
|  | 3 |  |  | 20% | 20.63% | 22.85% | 23.82% | 24.59% | 25.29% | 26.35% | 27.31% | 28.27% | 29.47%
|  | 4 |  |  | 20% | 20.63% | 23.01% | 24.07% | 24.84% | 25.54% | 26.39% | 27.24% | 28.13% | 29.22%
|  | Chosen |  |  | 20% | 20.63% | 22.15% | 23.14% | 23.87% | 24.63% | 25.96% | 27.27% | 28.19% | 29.27%
Fixed assumptions
Capacity Utlization Factor
|  | Fuel | Plant type | Notes | 2007 | 2012 | 2017 | 2022 | 2027 | 2032 | 2037 | 2042 | 2047 | 2052
|  | R.02 | Onshore wind | [2] | 20% | 22% | 24% | 25% | 26% | 27% | 28% | 29% | 30% | 32%
Implications
Unit
|  |  | Assumed typical plant size |  | 2007: 0.001; 2012: GW
Land assumptions
Land requirement of a 0.001 GWwind turbine
ha/GW
[5 empty] | 2007 | 2012 | 2017 | 2022 | 2027 | 2032 | 2037 | 2042 | 2047 | 2052
[5 empty] | 607.0285 | 607.0285 | 607.0285 | 607.0285 | 607.0285 | 607.0285 | 607.0285 | 607.0285 | 607.0285 | 607.0285
Derived assumptions
Total wind capacity | bar: 2007 to ha/GW 2052
|  | Fuel | Description | Notes | 2007 | 2012 | 2017 | 2022 | 2027 | 2032 | 2037 | 2042 | 2047 | 2052
|  | R.02 | Onshore wind |  | 7.094 | 10.353 | 18.853 | 28.853 | 38.853 | 51.353 | 56.759 | 58.5 | 60 | 58
Weighted average of cumulative capacities and CUFs
|  | Fuel | Description | Notes | 2007 | 2012 | 2017 | 2022 | 2027 | 2032 | 2037 | 2042 | 2047 | 2052
|  | R.02 | Wind |  | 20% | 20.63% | 22.15% | 23.14% | 23.87% | 24.63% | 25.96% | 27.27% | 28.19% | 29.27%
| Onshore wind |  |  |  | 2007 | 2012 | 2017 | 2022 | 2027 | 2032 | 2037 | 2042 | 2047 | 2052
|  | Installed capacity |  | GW | 7.094 | 10.353 | 18.853 | 28.853 | 38.853 | 51.353 | 56.759 | 58.5 | 60 | 58
| × | Capacity factor |  | % | 20% | 20.63% | 22.15% | 23.14% | 23.87% | 24.63% | 25.96% | 27.27% | 28.19% | 29.27%
| = | Available supply |  | GW | 1.4188 | 2.1358 | 4.1758 | 6.6758 | 9.2758 | 12.6508 | 14.732 | 15.955 | 16.915 | 16.975
|  | Generation |  | TWh | 12.4372 | 18.7222 | 36.6049 | 58.5199 | 81.3115 | 110.8967 | 129.1406 | 139.8615 | 148.2769 | 148.8028
| Land Area Requirement |  |  | ha | 4306.2538 | 6284.5657 | 11444.3076 | 17514.5923 | 23584.8769 | 31172.7327 | 34454.3346 | 35511.1651 | 36421.7078 | 35207.6509
Outputs
|  | Energy produced and required |  |  | 2052: TWh
|  | Vector | Name | Notes | 2007 | 2012 | 2017 | 2022 | 2027 | 2032 | 2037 | 2042 | 2047 | 2052
|  | V.02 | Electricity (supplied to grid) |  | 12.4372 | 18.7222 | 36.6049 | 58.5199 | 81.3115 | 110.8967 | 129.1406 | 139.8615 | 148.2769 | 148.8028
|  | R.02 | Wind |  | -12.4372 | -18.7222 | -36.6049 | -58.5199 | -81.3115 | -110.8967 | -129.1406 | -139.8615 | -148.2769 | -148.8028
|  | Total |  |  | 0 | 0 | 0 | 0 | 0 | 0 | 0 | 0 | 0 | 0
Information
Information summary
|  | Vector | Information type | Notes | 2007 | 2012 | 2017 | 2022 | 2027 | 2032 | 2037 | 2042 | 2047 | 2052
|  | B.01 | Land requirement for onshore wind | ha | 4306.2538 | 6284.5657 | 11444.3076 | 17514.5923 | 23584.8769 | 31172.7327 | 34454.3346 | 35511.1651 | 36421.7078 | 35207.6509
|  | B.02 | Installed peak capacity | GW | 7.094 | 10.353 | 18.853 | 28.853 | 38.853 | 51.353 | 56.759 | 58.5 | 60 | 58

## IV.c.2
IV | National renewable power generation
IV.c.2 | Offshore Wind
Choice of Trajectory
|  |  | Component | Trajectory |  |  | 0.001
|  |  | Trajectory | 1
Trajectory assumptions
|  | Offshore wind, new build | [11 empty] | GW per five year plan, for subsequent period; nameplate capacity
|  | Trajectory | Description | Notes | 2007 | 2012 | 2017 | 2022 | 2027 | 2032 | 2037 | 2042 | 2047 | 2052
|  | 1 |  |  | 0 | 0 | 0 | 0.5 | 0.5 | 0.5 | 1 | 1 | 0.5 | 0.5
|  | 2 |  |  | 0 | 0 | 0 | 1 | 1.5 | 2 | 3 | 5 | 7 | 10
|  | 3 |  |  | 0 | 0 | 0 | 2 | 4 | 6 | 10 | 15 | 25 | 40
|  | 4 |  |  | 0 | 0 | 0 | 4 | 7 | 10 | 20 | 40 | 60 | 80
|  | Chosen |  |  | 0 | 0 | 0 | 0.5 | 0.5 | 0.5 | 1 | 1 | 0.5 | 0.5
|  | Offshore wind, retirement |  |  | 2052: GW per five year plan, for subsequent period; nameplate capacity
|  | Trajectory | Description | Notes | 2007 | 2012 | 2017 | 2022 | 2027 | 2032 | 2037 | 2042 | 2047 | 2052
|  | 1 |  |  | 0 | 0 | 0 | 0 | 0 | 0 | 0 | 0 | 0 | -0.5
|  | 2 |  |  | 0 | 0 | 0 | 0 | 0 | 0 | 0 | 0 | 0 | -1
|  | 3 |  |  | 0 | 0 | 0 | 0 | 0 | 0 | 0 | 0 | 0 | -2
|  | 4 |  |  | 0 | 0 | 0 | 0 | 0 | 0 | 0 | 0 | 0 | 0
|  | Chosen |  |  | 0 | 0 | 0 | 0 | 0 | 0 | 0 | 0 | 0 | -0.5
|  | Offshore Wind Cumulative Capacity |  |  | 2027: 0.001; 2052: GW
|  | Trajectory | Description | Notes | 2007 | 2012 | 2017 | 2022 | 2027 | 2032 | 2037 | 2042 | 2047 | 2052
|  | 1 |  |  | 0 | 0 | 0 | 0.5 | 1 | 1.5 | 2.5 | 3.5 | 4 | 4
|  | 2 |  |  | 0 | 0 | 0 | 1 | 2.5 | 4.5 | 7.5 | 12.5 | 19.5 | 28.5
|  | 3 |  |  | 0 | 0 | 0 | 2 | 6 | 12 | 22 | 37 | 62 | 100
|  | 4 |  |  | 0 | 0 | 0 | 4 | 11 | 21 | 41 | 81 | 141 | 221
|  | Chosen |  |  | 0 | 0 | 0 | 0.5 | 1 | 1.5 | 2.5 | 3.5 | 4 | 4
|  | Weighted average of cumulative capacities and CUFs |  |  | 2027: 0.001; 2052: %
|  | Trajectory | Description | Notes | 2007 | 2012 | 2017 | 2022 | 2027 | 2032 | 2037 | 2042 | 2047 | 2052
|  | 1 |  |  | 33% | 33% | 33% | 33% | 34.5% | 35% | 35.8% | 36.43% | 36.75% | 37.5%
|  | 2 |  |  | 33% | 33% | 33% | 33% | 34.8% | 35.33% | 36% | 36.8% | 37.59% | 38.25%
|  | 3 |  |  | 33% | 33% | 33% | 33% | 35% | 35.5% | 36.18% | 36.92% | 37.76% | 38.35%
|  | 4 |  |  | 33% | 33% | 33% | 33% | 34.91% | 35.43% | 36.2% | 37.09% | 37.9% | 38.3%
|  | Chosen |  |  | 33% | 33% | 33% | 33% | 34.5% | 35% | 35.8% | 36.43% | 36.75% | 37.5%
Fixed assumptions
Capacity factor
|  | Fuel | Plant type | Notes | 2007 | 2012 | 2017 | 2022 | 2027 | 2032 | 2037 | 2042 | 2047 | 2052
|  | R.02 | Offshore wind |  | 33% | 33% | 33% | 33% | 36% | 36% | 37% | 38% | 39% | 39%
Implications
Unit
|  |  | Assumed typical plant size |  | 2007: 0.001; 2012: GW
Derived assumptions
Total wind capacity | bar: 2007 to 2052
|  | Fuel | Description | Notes | 2007 | 2012 | 2017 | 2022 | 2027 | 2032 | 2037 | 2042 | 2047 | 2052
|  | R.02 | Offshore wind |  | 0 | 0 | 0 | 0.5 | 1 | 1.5 | 2.5 | 3.5 | 4 | 4
Weighted average of cumulative capacities and CUFs
|  | Fuel | Description | Notes | 2007 | 2012 | 2017 | 2022 | 2027 | 2032 | 2037 | 2042 | 2047 | 2052
|  | R.02 | Wind |  | 33% | 33% | 33% | 33% | 34.5% | 35% | 35.8% | 36.43% | 36.75% | 37.5%
| Onshore wind |  |  |  | 2007 | 2012 | 2017 | 2022 | 2027 | 2032 | 2037 | 2042 | 2047 | 2052
|  | Installed capacity |  | GW | 0 | 0 | 0 | 0.5 | 1 | 1.5 | 2.5 | 3.5 | 4 | 4
| × | Capacity factor |  | % | 33% | 33% | 33% | 33% | 34.5% | 35% | 35.8% | 36.43% | 36.75% | 37.5%
| = | Available supply |  | GW | 0 | 0 | 0 | 0.165 | 0.345 | 0.525 | 0.895 | 1.275 | 1.47 | 1.5
|  | Generation |  | TWh | 0 | 0 | 0 | 1.4464 | 3.0243 | 4.6021 | 7.8456 | 11.1766 | 12.886 | 13.149
Outputs
|  | Energy produced and required |  |  | 2052: TWh
|  | Vector | Name | Notes | 2007 | 2012 | 2017 | 2022 | 2027 | 2032 | 2037 | 2042 | 2047 | 2052
|  | V.02 | Electricity (supplied to grid) |  | 0 | 0 | 0 | 1.4464 | 3.0243 | 4.6021 | 7.8456 | 11.1766 | 12.886 | 13.149
|  | R.02 | Wind |  | 0 | 0 | 0 | -1.4464 | -3.0243 | -4.6021 | -7.8456 | -11.1766 | -12.886 | -13.149
|  | Total |  |  | 0 | 0 | 0 | 0 | 0 | 0 | 0 | 0 | 0 | 0
| Information |  | Note: sea area is not implemented yet
Information summary
|  | Vector | Information type | Notes | 2007 | 2012 | 2017 | 2022 | 2027 | 2032 | 2037 | 2042 | 2047 | 2052
|  | B.02 | Installed Capacity | GW | 0 | 0 | 0 | 0.5 | 1 | 1.5 | 2.5 | 3.5 | 4 | 4
|  | B.04 | India Sea area | ha

## IV.d
IV | National renewable power generation
IV.d | Small Hydro
Trajectory choice
|  |  | Component | Trajectory
|  |  | Overall Trajectory | 1
Trajectory assumptions
|  | Domestic Small Hydroelectric New Capacity | [11 empty] | GW
|  | Trajectory | Description | Notes | 2007 | 2012 | 2017 | 2022 | 2027 | 2032 | 2037 | 2042 | 2047 | 2052
|  | 1 |  |  | 1.9756 | 1.41 | 1.5 | 1.7 | 1 | 1 | 0.5 | 1.85 | 1.5 | 1.5
|  | 2 |  |  | 1.9756 | 1.41 | 2.1 | 3.5 | 2.5 | 2.5 | 1 | 2.5 | 1.5 | 2
|  | 3 |  |  | 1.9756 | 1.41 | 2.5 | 4 | 4 | 4.5 | 1.5 | 2 | 1.5 | 2.5
|  | 4 |  |  | 1.9756 | 1.41 | 3 | 4.5 | 5 | 6 | 8 | 2 | 1.4 | 3
|  | Chosen |  |  | 1.9756 | 1.41 | 1.5 | 1.7 | 1 | 1 | 0.5 | 1.85 | 1.5 | 1.5
Domestic Small Hydroelectricity Retired Capacity | bar: 2052
|  | Trajectory | Description | Notes | 2007 | 2012 | 2017 | 2022 | 2027 | 2032 | 2037 | 2042 | 2047 | 2052
|  | 1 |  |  | 0 | 0 | 0 | 0 | 0 | 0 | 0 | -1.9756 | -1.4194 | -1.5
|  | 2 |  |  | 0 | 0 | 0 | 0 | 0 | 0 | 0 | -1.9756 | -1.4194 | -2.1
|  | 3 |  |  | 0 | 0 | 0 | 0 | 0 | 0 | 0 | -1.9756 | -1.4194 | -2.5
|  | 4 |  |  | 0 | 0 | 0 | 0 | 0 | 0 | 0 | -1.9756 | -1.4194 | -3
|  | Chosen |  |  | 0 | 0 | 0 | 0 | 0 | 0 | 0 | -1.9756 | -1.4194 | -1.5
Domestic Small Hydroelectricity Cumulative Capacity | bar: 2052
|  | Trajectory | Description | Notes | 2007 | 2012 | 2017 | 2022 | 2027 | 2032 | 2037 | 2042 | 2047 | 2052
|  | 1 |  |  | 1.9756 | 3.3856 | 4.8856 | 6.5856 | 7.5856 | 8.5856 | 9.0856 | 8.96 | 9.0406 | 9.0406
|  | 2 |  |  | 1.9756 | 3.3856 | 5.4856 | 8.9856 | 11.4856 | 13.9856 | 14.9856 | 15.51 | 15.5906 | 15.4906
|  | 3 |  |  | 1.9756 | 3.3856 | 5.8856 | 9.8856 | 13.8856 | 18.3856 | 19.8856 | 19.91 | 19.9906 | 19.9906
|  | 4 |  |  | 1.9756 | 3.3856 | 6.3856 | 10.8856 | 15.8856 | 21.8856 | 29.8856 | 29.91 | 29.8906 | 29.8906
|  | Chosen |  |  | 1.9756 | 3.3856 | 4.8856 | 6.5856 | 7.5856 | 8.5856 | 9.0856 | 8.96 | 9.0406 | 9.0406
|  | Weighted average of cumulative capacities and CUFs |  |  | 2027: 0.001; 2052: %
|  | Trajectory | Description | Notes | 2007 | 2012 | 2017 | 2022 | 2027 | 2032 | 2037 | 2042 | 2047 | 2052
|  | 1 |  |  | 40.5% | 40.71% | 41.1% | 41.46% | 41.73% | 42.06% | 42.22% | 43.16% | 43.9% | 44.65%
|  | 2 |  |  | 40.5% | 40.71% | 41.2% | 41.71% | 42.1% | 42.53% | 42.69% | 43.36% | 43.79% | 44.38%
|  | 3 |  |  | 40.5% | 40.71% | 41.26% | 41.76% | 42.26% | 42.81% | 42.97% | 43.42% | 43.76% | 44.32%
|  | 4 |  |  | 40.5% | 40.71% | 41.32% | 41.8% | 42.34% | 42.93% | 43.48% | 43.78% | 44% | 44.45%
|  | Chosen |  |  | 40.5% | 40.71% | 41.1% | 41.46% | 41.73% | 42.06% | 42.22% | 43.16% | 43.9% | 44.65%
Fixed assumptions
CUF
|  | Fuel | Plant type | Notes | 2007 | 2012 | 2017 | 2022 | 2027 | 2032 | 2037 | 2042 | 2047 | 2052
|  | R.06 | Hydro |  | 40.5% | 41% | 42% | 42.5% | 43.5% | 44.5% | 45% | 45.5% | 46.5% | 47%
Implications
Unit
|  |  | Size of Small hydro project | [2] | 2007: 0.001; 2012: GWpeak
|  |  | PeakCapacity/unit of catchment area | [3] | 2007: 5.5556e-06; 2012: GWpeak/ha
|  |  | PeakCapacity/unit of resevoir area | [3] | 2007: 0.00030556; 2012: GWpeak/ha
Cost assumptions
|  | Capital cost of a 0.001 GW hydro plant |  |  | 2052: INR Cr/plant
|  |  |  | Delta | 2007 | 2012 | 2017 | 2022 | 2027 | 2032 | 2037 | 2042 | 2047 | 2052
|  | High estimate |  | 0 | 5.5 | 5.5 | 5.5 | 5.5 | 5.5 | 5.5 | 5.5 | 5.5 | 5.5 | 5.5
|  | Point estimate |  | -0.006875 | 5.5 | 5.5 | 5.4656 | 5.4313 | 5.3969 | 5.3625 | 5.3281 | 5.2938 | 5.2594 | 5.225
|  | Low estimate |  | 0 | 7.5 | 7.5 | 7.5 | 7.5 | 7.5 | 7.5 | 7.5 | 7.5 | 7.5 | 7.5
|  | Operating cost of a 0.001 GW hydro plant |  |  | 2052: INR Cr/plant
|  |  |  | Delta | 2007 | 2012 | 2017 | 2022 | 2027 | 2032 | 2037 | 2042 | 2047 | 2052
|  | High estimate |  | 0 | 0.25 | 0.25 | 0.25 | 0.25 | 0.25 | 0.25 | 0.25 | 0.25 | 0.25 | 0.25
|  | Point estimate |  | 0 | 0.39 | 0.39 | 0.39 | 0.39 | 0.39 | 0.39 | 0.39 | 0.39 | 0.39 | 0.39
|  | Low estimate |  | 0 | 0.14 | 0.14 | 0.14 | 0.14 | 0.14 | 0.14 | 0.14 | 0.14 | 0.14 | 0.14
Land assumptions
Land requirememt of a 0.001 GW Small Hydroelectricity Project
ha/GW
[5 empty] | 2007 | 2012 | 2017 | 2022 | 2027 | 2032 | 2037 | 2042 | 2047 | 2052
|  | Land Use |  |  | 1214.0569 | 1214.0569 | 1214.0569 | 1214.0569 | 1214.0569 | 1214.0569 | 1214.0569 | 1214.0569 | 1214.0569 | 1214.0569
Derived assumptions
Capacity | bar: 2007 to ha/GW 2052
|  | Fuel | Description | Notes | 2007 | 2012 | 2017 | 2022 | 2027 | 2032 | 2037 | 2042 | 2047 | 2052
|  | R.06 | Hydro |  | 1.9756 | 3.3856 | 4.8856 | 6.5856 | 7.5856 | 8.5856 | 9.0856 | 8.96 | 9.0406 | 9.0406
Weighted average of cumulative capacities and CUFs
|  | Fuel | Description | Notes | 2007 | 2012 | 2017 | 2022 | 2027 | 2032 | 2037 | 2042 | 2047 | 2052
|  | R.06 | Hydro |  | 40.5% | 40.71% | 41.1% | 41.46% | 41.73% | 42.06% | 42.22% | 43.16% | 43.9% | 44.65%
| Hyrdroelectricity |  |  |  | 2007 | 2012 | 2017 | 2022 | 2027 | 2032 | 2037 | 2042 | 2047 | 2052
|  | Installed capacity |  | GW | 1.9756 | 3.3856 | 4.8856 | 6.5856 | 7.5856 | 8.5856 | 9.0856 | 8.96 | 9.0406 | 9.0406
| × | Capacity factor |  | % | 40.5% | 40.71% | 41.1% | 41.46% | 41.73% | 42.06% | 42.22% | 43.16% | 43.9% | 44.65%
| = | Available supply |  | GW | 0.80012 | 1.3782 | 2.0082 | 2.7307 | 3.1657 | 3.6107 | 3.8357 | 3.8675 | 3.9688 | 4.0363
|  | Generation |  | TWh | 7.0138 | 12.0815 | 17.604 | 23.9375 | 27.7507 | 31.6516 | 33.6239 | 33.9023 | 34.7907 | 35.3824
| Land Area Requirement |  |  | ha | 2398.4909 | 4110.3111 | 5931.3965 | 7995.2933 | 9209.3502 | 10423.4072 | 11030.4356 | 10877.9501 | 10975.8031 | 10975.8031
Outputs
|  | Energy produced and required |  |  | 2052: TWh
|  | Vector | Name | Notes | 2007 | 2012 | 2017 | 2022 | 2027 | 2032 | 2037 | 2042 | 2047 | 2052
|  | V.02 | Electricity (supplied to grid) |  | 7.0138 | 12.0815 | 17.604 | 23.9375 | 27.7507 | 31.6516 | 33.6239 | 33.9023 | 34.7907 | 35.3824
|  | R.06 | Hydro |  | -7.0138 | -12.0815 | -17.604 | -23.9375 | -27.7507 | -31.6516 | -33.6239 | -33.9023 | -34.7907 | -35.3824
|  | Total |  |  | 0 | 0 | 0 | 0 | 0 | 0 | 0 | 0 | 0 | 0
Information
Information summary
|  | Vector | Information type | Notes | 2007 | 2012 | 2017 | 2022 | 2027 | 2032 | 2037 | 2042 | 2047 | 2052
|  | B.01 | India Land area | ha | 2398.4909 | 4110.3111 | 5931.3965 | 7995.2933 | 9209.3502 | 10423.4072 | 11030.4356 | 10877.9501 | 10975.8031 | 10975.8031
|  | B.02 | Installed Capacity | GW | 1.9756 | 3.3856 | 4.8856 | 6.5856 | 7.5856 | 8.5856 | 9.0856 | 8.96 | 9.0406 | 9.0406
Note on C98: Prayas mentioned 2-4 acres/mw. Therefore, we assume an average value of 3 acres/mw

## V.a
V | Bioenergy
V.a | Biomass Based Electricity& Biogas
Choice of Trajectory
|  |  | Component | Trajectory
|  |  | Efficiency of Biomass to Electricity Generation | 1
Trajectory Assumptions
Efficiency of Electricity Generation from Solid Bio Feedstock
| Trajectory | Comment | Delta | 2007 | 2012 | 2017 | 2022 | 2027 | 2032 | 2037 | 2042 | 2047 | 2052
| 1 |  |  | 25% | 25% | 25% | 25% | 25% | 25% | 25% | 25% | 25% | 25%
| 2 |  | 0.25% | 25% | 25% | 26.25% | 27.5% | 28.75% | 30% | 31.25% | 32.5% | 33.75% | 35%
| 3 |  | 0.425% | 25% | 25% | 27.12% | 29.25% | 31.37% | 33.5% | 35.62% | 37.75% | 39.87% | 42%
| 4 |  | 0.625% | 25% | 25% | 28.12% | 31.25% | 34.38% | 37.5% | 40.62% | 43.75% | 46.88% | 50%
| Chosen |  |  | 25% | 25% | 25% | 25% | 25% | 25% | 25% | 25% | 25% | 25%
Fixed assumptions
|  | PLf of Biomass-Electricty Power plants for the year 2007-2052 |  | 2007: 80%
|  | Useful Life Cycle of Biomass-Electricity Power Plant |  | 2007: 20; 2012: years
Land Assumptions
|  | Land Area Requirement for a Biomass Based Electricity Plants |  | 2012: 4046.8564; 2017: ha/GW
Derived assumptions
| V.d | Available feedstock for Bio Energy | [11 empty] | TWh
|  | Type | Column1 | Vector | 2007 | 2012 | 2017 | 2022 | 2027 | 2032 | 2037 | 2042 | 2047 | 2052
|  | Bio Energy Feedstock for Electricity |  | V1.09 | 38.1536 | 38.9818 | 44.4766 | 49.9714 | 55.4661 | 60.9609 | 66.4557 | 71.9505 | 77.4452 | 82.94
|  | Bio Gas |  | V2.09 | 9.1778 | 10.3058 | 11.346 | 12.3863 | 13.4265 | 14.4667 | 14.832 | 15.2066 | 15.5905 | 15.9842
Calculations
1
|  | Calculation of Electricity Generation from Bio Feed Stock |  | Units | 2007 | 2012 | 2017 | 2022 | 2027 | 2032 | 2037 | 2042 | 2047 | 2052
|  | Available Feedstock for Electricity Generation |  | TWh | 38.1536 | 38.9818 | 44.4766 | 49.9714 | 55.4661 | 60.9609 | 66.4557 | 71.9505 | 77.4452 | 82.94
|  | Efficiency of Biomass-Power Plants |  | % | 25% | 25% | 25% | 25% | 25% | 25% | 25% | 25% | 25% | 25%
|  | Net Electricity Units Generatied from Biomass Plants |  | TWh | 9.5384 | 9.7454 | 11.1191 | 12.4928 | 13.8665 | 15.2402 | 16.6139 | 17.9876 | 19.3613 | 20.735
|  | PLF of Biomass Plants |  | % | 0.8 | 0.8 | 0.8 | 0.8 | 0.8 | 0.8 | 0.8 | 0.8 | 0.8 | 0.8
|  | Capacity of Biomass Based Power Plants |  | GW | 1.0101 | 1.3897 | 1.5855 | 1.7814 | 1.9773 | 2.1732 | 2.3691 | 2.565 | 2.7609 | 2.9567
|  | Retirement of Capacities |  | GW | 2032: -1.0101; 2037: -0.37953; 2042: -0.19588; 2047: -0.19588; 2052: -0.19588
|  | New Addition |  | GW | 0 | 0.37953 | 0.19588 | 0.19588 | 0.19588 | 1.206 | 0.57541 | 0.39177 | 0.39177 | 0.39177
| 5 | Calculation of Emission Credits( Only CO2)
Biogas related emission credits
|  | CO2 |  | Mt CO2e | 1.8259 | 2.0503 | 2.2573 | 2.4642 | 2.6712 | 2.8781 | 2.9508 | 3.0253 | 3.1017 | 3.18
Emissions due to Biomass Combustion for Electricity
|  | CO2 |  | Mt CO2e | 13.243 | 13.5305 | 15.4377 | 17.3449 | 19.2521 | 21.1593 | 23.0666 | 24.9738 | 26.881 | 28.7882
6
|  | Land Area Calculations |  | Units | 2007 | 2012 | 2017 | 2022 | 2027 | 2032 | 2037 | 2042 | 2047 | 2052
|  | Land for Biomass -Electricity plants |  | ha | 4087.891 | 5623.7789 | 6416.4925 | 7209.206 | 8001.9195 | 8794.633 | 9587.3465 | 10380.0601 | 11172.7736 | 11965.4871
Outputs
|  | Energy produced and required |  |  | 2052: TWh
|  | Vector | Name | Notes | 2007 | 2012 | 2017 | 2022 | 2027 | 2032 | 2037 | 2042 | 2047 | 2052
|  | V.03 | Solid hydrocarbons |  | -38.1536 | -38.9818 | -44.4766 | -49.9714 | -55.4661 | -60.9609 | -66.4557 | -71.9505 | -77.4452 | -82.94
|  | V.05 | Gaseous hydrocarbons |  | 9.1778 | 10.3058 | 11.346 | 12.3863 | 13.4265 | 14.4667 | 14.832 | 15.2066 | 15.5905 | 15.9842
|  | V.02 | Electricity (supplied to grid) |  | 9.5384 | 9.7454 | 11.1191 | 12.4928 | 13.8665 | 15.2402 | 16.6139 | 17.9876 | 19.3613 | 20.735
|  | V.10 | Wet biomass and waste |  | -9.1778 | -10.3058 | -11.346 | -12.3863 | -13.4265 | -14.4667 | -14.832 | -15.2066 | -15.5905 | -15.9842
|  | X.01 | Conversion losses |  | 28.6152 | 29.2364 | 33.3574 | 37.4785 | 41.5996 | 45.7207 | 49.8418 | 53.9628 | 58.0839 | 62.205
|  | Total |  |  | 0 | 0 | 0 | 0 | 0 | 0 | 0 | 0 | 0 | 0
Emissions
|  | Emissions produced |  |  | 2052: Mt CO2e
| Column1 | GHG | IPCC Sector | Notes | 2007 | 2012 | 2017 | 2022 | 2027 | 2032 | 2037 | 2042 | 2047 | 2052
|  | CO2 | X2 | Bioenergy credit | -1.8259 | -2.0503 | -2.2573 | -2.4642 | -2.6712 | -2.8781 | -2.9508 | -3.0253 | -3.1017 | -3.18
|  | CO2 | 1A | Fuel Combustion | 13.243 | 13.5305 | 15.4377 | 17.3449 | 19.2521 | 21.1593 | 23.0666 | 24.9738 | 26.881 | 28.7882
| Information | Total |  |  | 11.4171 | 11.4801 | 13.1804 | 14.8807 | 16.5809 | 18.2812 | 20.1158 | 21.9485 | 23.7793 | 25.6082
Information summary
| Column1 | Vector | Information type | Notes | 2007 | 2012 | 2017 | 2022 | 2027 | 2032 | 2037 | 2042 | 2047 | 2052
|  | B.01 | India Land area | ha | 4087.891 | 5623.7789 | 6416.4925 | 7209.206 | 8001.9195 | 8794.633 | 9587.3465 | 10380.0601 | 11172.7736 | 11965.4871
|  | B.02 | Installed Capacity | GW | 1.0101 | 1.3897 | 1.5855 | 1.7814 | 1.9773 | 2.1732 | 2.3691 | 2.565 | 2.7609 | 2.9567
Note on E36: himanshu: Taken From CERC RE tariff order 2013
Note on F43: himanshu: Taken from MNRE http://mnre.gov.in/file-manager/UserFiles/faq_biomass.htm
Note on F65: himanshu: From MOSPI Energy Statistics 2013 book

## V.b
V | Bioenergy
V.b | First & Second Generation Bio Fuels
Choice of Trajectory
|  |  | Component | Trajectory
|  |  | Trajectory | 1
Trajectory Assumptions
ha
1000000
|  | Trajectory | Description | Type | 2007 | 2012 | 2017 | 2022 | 2027 | 2032 | 2037 | 2042 | 2047 | 2052
|  | 1 | Area Under Sugarcane |  | 5151000 | 5086000 | 4500000 | 4500000 | 4500000 | 4500000 | 4500000 | 4500000 | 4500000 | 4500000
|  | 1 | Area under Sugarbeet |  | 0 | 175 | 200 | 500 | 700 | 1000 | 2000 | 5000 | 10000 | 15000
|  | 1 | Area under Sweet Sorghum |  | 0 | 0 | 200 | 500 | 700 | 1000 | 1000 | 1000 | 1000 | 1000
|  | 1 | Area under Jatropha Pangomia |  | 0 | 150000 | 177777.7778 | 200000 | 250000 | 300000 | 350000 | 400000 | 450000 | 500000
|  | 1 | Wasteland area under 2nd Gen Bio Feedstock |  | 0 | 0 | 0 | 0 | 0 | 0 | 0 | 0 | 0 | 0
|  |  | Total Trajectory 1 |  | 5151000 | 5236175 | 4678177.7778 | 4701000 | 4751400 | 4802000 | 4853000 | 4906000 | 4961000 | 5016000
|  | 2 | Area Under Sugarcane |  | 5151000 | 5086000 | 5000000 | 5000000 | 5000000 | 5000000 | 5000000 | 5000000 | 5000000 | 5000000
|  | 2 | Area under Sugarbeet |  | 0 | 175 | 500 | 700 | 1000 | 2000 | 5000 | 10000 | 15000 | 20000
|  | 2 | Area under Sweet Sorghum |  | 0 | 0 | 500 | 700 | 1000 | 2000 | 2000 | 2000 | 2000 | 2000
|  | 2 | Area under Jatropha Pangomia |  | 0 | 150000 | 300000 | 700000 | 1000000 | 1200000 | 1400000 | 1600000 | 1800000 | 2000000
|  | 2 | Wasteland area under 2nd Gen Bio Feedstock |  | 0 | 0 | 0 | 0 | 100000 | 200000 | 400000 | 600000 | 800000 | 1000000
|  |  | Total Trajectory 2 |  | 5151000 | 5236175 | 5301000 | 5701400 | 6102000 | 6404000 | 6807000 | 7212000 | 7617000 | 8022000
|  | 3 | Area Under Sugarcane |  | 5151000 | 5086000 | 5200000 | 5200000 | 5200000 | 5200000 | 5200000 | 5200000 | 5200000 | 5200000
|  | 3 | Area under Sugarbeet |  | 0 | 175 | 700 | 1000 | 2000 | 5000 | 10000 | 15000 | 20000 | 25000
|  | 3 | Area under Sweet Sorghum |  | 0 | 0 | 700 | 1000 | 2000 | 5000 | 5000 | 5000 | 5000 | 5000
|  | 3 | Area under Jatropha Pangomia |  | 0 | 150000 | 500000 | 1000000 | 1500000 | 2000000 | 2500000 | 3000000 | 3500000 | 4000000
|  | 3 | Wasteland area under 2nd Gen Bio Feedstock |  | 0 | 0 | 0 | 200000 | 500000 | 1000000 | 1500000 | 2000000 | 2500000 | 3000000
|  |  | Total Trajectory 3 |  | 5151000 | 5236175 | 5701400 | 6402000 | 7204000 | 8210000 | 9215000 | 10220000 | 11225000 | 12230000
|  | 4 | Area Under Sugarcane |  | 5151000 | 5086000 | 5500000 | 5500000 | 5500000 | 5500000 | 5500000 | 5500000 | 5500000 | 5500000
|  | 4 | Area under Sugarbeet |  | 0 | 175 | 1000 | 2000 | 5000 | 10000 | 15000 | 20000 | 25000 | 30000
|  | 4 | Area under Sweet Sorghum |  | 0 | 0 | 1000 | 2000 | 5000 | 10000 | 10000 | 10000 | 10000 | 10000
|  | 4 | Area under Jatropha Pangomia |  | 0 | 150000 | 750000 | 1500000 | 2250000 | 3000000 | 3750000 | 4500000 | 5250000 | 6000000
|  | 4 | Wasteland area under 2nd Gen Bio Feedstock |  | 0 | 0 | 100000 | 600000 | 1200000 | 1800000 | 2500000 | 3250000 | 4000000 | 5000000
|  |  | Total Trajectory 4 |  | 5151000 | 5236175 | 6352000 | 7604000 | 8960000 | 10320000 | 11775000 | 13280000 | 14785000 | 16540000
|  | Selected Trajectory |  |  | 2007 | 2012 | 2017 | 2022 | 2027 | 2032 | 2037 | 2042 | 2047 | 2052
|  |  | Area Under Sugarcane |  | 5151000 | 5086000 | 4500000 | 4500000 | 4500000 | 4500000 | 4500000 | 4500000 | 4500000 | 4500000
|  |  | Area under Sugarbeet |  | 0 | 175 | 200 | 500 | 700 | 1000 | 2000 | 5000 | 10000 | 15000
|  |  | Area under Sweet Sorghum |  | 0 | 0 | 200 | 500 | 700 | 1000 | 1000 | 1000 | 1000 | 1000
|  |  | Area under Jatropha Pangomia |  | 0 | 150000 | 177777.7778 | 200000 | 250000 | 300000 | 350000 | 400000 | 450000 | 500000
|  |  | Wasteland area under 2nd Gen Bio Feedstock |  | 0 | 0 | 0 | 0 | 0 | 0 | 0 | 0 | 0 | 0
|  |  | Total Land Area under Bio Energy |  | 5151000 | 5236175 | 4678177.7778 | 4701000 | 4751400 | 4802000 | 4853000 | 4906000 | 4961000 | 5016000
Bio Energy Feedstock Cultivation Yield Scenarios
[9 empty] | Yellow highlighted, I think need to be multiplied - e.g. *(1/Unit.ha) |  |  |  |  | Metric Tonne of Feedstock/ha
1
|  | Trajectory | Description | Type | 2007 | 2012 | 2017 | 2022 | 2027 | 2032 | 2037 | 2042 | 2047 | 2052
|  | 1 | Crop yield for Sugarcane |  | 65 | 65 | 65 | 65 | 65 | 65 | 65 | 65 | 65 | 65
|  | 1 | Crop yield for Sugarbeet |  | 58 | 58 | 50 | 50 | 50 | 50 | 50 | 50 | 50 | 50
|  | 1 | Crop yield for Sweet Sorghum |  | 90 | 90 | 60 | 60 | 60 | 60 | 70 | 90 | 90 | 90
|  | 1 | Crop yield for Jatropha, Pangomia |  | 0.3 | 0.3 | 0.3 | 0.3 | 0.35 | 0.4 | 0.45 | 0.5 | 0.5 | 0.5
|  | 1 | Crop yield for Biomass from Wastelands |  | 0 | 0 | 0 | 0 | 0 | 0 | 0 | 0 | 0 | 0
|  | 2 | Crop yield for Sugarcane |  | 65 | 65 | 65 | 70 | 70 | 70 | 70 | 70 | 70 | 70
|  | 2 | Crop yield for Sugarbeet |  | 58 | 58 | 58 | 58 | 58 | 58 | 58 | 58 | 58 | 58
|  | 2 | Crop yield for Sweet Sorghum | 1 | 90 | 90 | 70 | 70 | 70 | 70 | 80 | 90 | 90 | 90
|  | 2 | Crop yield for Jatropha, Pangomia |  | 0.3 | 0.3 | 0.3 | 0.4 | 0.5 | 0.7 | 0.9 | 0.9 | 1 | 1
|  | 2 | Crop yield for Biomass from Wastelands |  | 0 | 0 | 0 | 0 | 2 | 2 | 2.5 | 2.5 | 3 | 3
|  | 3 | Crop yield for Sugarcane |  | 65 | 65 | 70 | 75 | 75 | 75 | 75 | 75 | 75 | 75
|  | 3 | Crop yield for Sugarbeet |  | 58 | 58 | 65 | 65 | 65 | 65 | 65 | 65 | 65 | 65
|  | 3 | Crop yield for Sweet Sorghum |  | 90 | 90 | 80 | 80 | 80 | 80 | 90 | 90 | 90 | 90
|  | 3 | Crop yield for Jatropha, Pangomia |  | 0.3 | 0.3 | 0.3 | 0.5 | 0.7 | 0.9 | 1.1 | 1.3 | 1.4 | 1.5 | 1
|  | 3 | Crop yield for Biomass from Wastelands |  | 0 | 0 | 0 | 2 | 3 | 4 | 4.5 | 5 | 5 | 5
|  | 4 | Crop yield for Sugarcane |  | 65 | 65 | 75 | 80 | 80 | 80 | 80 | 80 | 80 | 80
|  | 4 | Crop yield for Sugarbeet |  | 58 | 58 | 70 | 70 | 70 | 70 | 70 | 70 | 70 | 70
|  | 4 | Crop yield for Sweet Sorghum |  | 90 | 90 | 90 | 90 | 90 | 90 | 90 | 90 | 90 | 90
|  | 4 | Crop yield for Jatropha, Pangomia |  | 0.3 | 0.3 | 0.3 | 0.6 | 0.8 | 1 | 1.25 | 1.5 | 1.75 | 2
|  | 4 | Crop yield for Biomass from Wastelands |  | 0 | 0 | 2 | 3 | 4 | 5 | 6 | 7 | 8 | 8
|  | Selected Trajectory | Crop yield for Sugarcane |  | 65 | 65 | 65 | 65 | 65 | 65 | 65 | 65 | 65 | 65
|  |  | Crop yield for Sugarbeet |  | 58 | 58 | 50 | 50 | 50 | 50 | 50 | 50 | 50 | 50
|  |  | Crop yield for Sweet Sorghum |  | 90 | 90 | 60 | 60 | 60 | 60 | 70 | 90 | 90 | 90
|  |  | Crop yield for Jatropha, Pangomia |  | 0.3 | 0.3 | 0.3 | 0.3 | 0.35 | 0.4 | 0.45 | 0.5 | 0.5 | 0.5
|  |  | Crop yield for Biomass from Wastelands |  | 0 | 0 | 0 | 0 | 0 | 0 | 0 | 0 | 0 | 0
Production Scenarios for Non Sugar Bio Energy Feedstock
| v.d |  |  |  | 1 2052: Metric Tonnes
|  | Trajectory | Description | Type | 2007 | 2012 | 2017 | 2022 | 2027 | 2032 | 2037 | 2042 | 2047 | 2052
|  | 1 | Corn Production |  | 18960000 | 18851000 | 17000000 | 17000000 | 17000000 | 17000000 | 17000000 | 17000000 | 17000000 | 17000000
|  | 2 | Corn Production |  | 18960000 | 18851000 | 18330000 | 18330000 | 18330000 | 18330000 | 18330000 | 18330000 | 18330000 | 18330000
|  | 3 | Corn Production |  | 18960000 | 18851000 | 18500000 | 18500000 | 18500000 | 18500000 | 18500000 | 18500000 | 18500000 | 18500000
|  | 4 | Corn Production |  | 18960000 | 18851000 | 19000000 | 19000000 | 19000000 | 19000000 | 19000000 | 19000000 | 19000000 | 19000000
|  | Selected Trajectory | Corn Production |  | 18960000 | 18851000 | 17000000 | 17000000 | 17000000 | 17000000 | 17000000 | 17000000 | 17000000 | 17000000
|  | V3.09 | Non Fodder Agric Residue Available for Liquid Fuels in MT |  | 0 | 0 | 1.7944 | 3.5888 | 5.3831 | 7.1775 | 8.9719 | 10.7663 | 12.5606 | 14.355
Derived Assumptions
Total Bio Energy Feedstock Available
Metric Tonnes of Feedstock
|  | Vector | Description | Type | 2007 | 2012 | 2017 | 2022 | 2027 | 2032 | 2037 | 2042 | 2047 | 2052
|  |  | Sugarcane |  | 334815000 | 330590000 | 292500000 | 292500000 | 292500000 | 292500000 | 292500000 | 292500000 | 292500000 | 292500000
|  |  | Sugarbeet |  | 0 | 10150 | 10000 | 25000 | 35000 | 50000 | 100000 | 250000 | 500000 | 750000
|  |  | Sweet Sorghum |  | 0 | 0 | 12000 | 30000 | 42000 | 60000 | 70000 | 90000 | 90000 | 90000
|  |  | Jatropha & Pangomia |  | 0 | 45000 | 53333.3333 | 60000 | 87500 | 120000 | 157500 | 200000 | 225000 | 250000
|  |  | Corn |  | 18960000 | 18851000 | 17000000 | 17000000 | 17000000 | 17000000 | 17000000 | 17000000 | 17000000 | 17000000
|  |  | Biomass from Wastelands |  | 0 | 0 | 0 | 0 | 0 | 0 | 0 | 0 | 0 | 0
|  |  | Agro Residues |  | 0 | 0 | 1794375 | 3588750 | 5383125 | 7177500 | 8971875 | 10766250 | 12560625 | 14355000
|  | Fraction Sugarcane feedstock Utilized for Sugar Production |  |  | 2012: Sugar yield from Sugarcane
|  |  | 2007-2012 | 2012-2052 | 2017: 2007-2012; 2022: 2012-2052
|  | Level 1 | 85% | 80% | 2012: Level 1; 2017: 10%; 2022: 10%
|  | Level 2 | 85% | 85% | 2012: Level 2; 2017: 10%; 2022: 11%
|  | Level 3 | 85% | 90% | 2012: Level 3; 2017: 10%; 2022: 12%
|  | Level 4 | 85% | 95% | 2012: Level 4; 2017: 10%; 2022: 13%
|  | Chosen | 85% | 80% | 2012: Chosen; 2017: 10%; 2022: 10%
RC added unit below
millions
[5 empty] | 2007 | 2012 | 2017 | 2022 | 2027 | 2032 | 2037 | 2042 | 2047 | 2052
|  |  | Population of India in Millions |  | 1128.8317 | 1216.9477 | 1299.7625 | 1370.2017 | 1444.4583 | 1504.0599 | 1566.1208 | 1612.9779 | 1661.2369 | 1764.9961
RC comment -all of these numbers changed to level 2 as agreed
|  | Annual Per Capita Consumption of Sugar |  |  | 2052: KG of Sugar/Person
|  | Trajectory | Description | Type | 2007 | 2012 | 2017 | 2022 | 2027 | 2032 | 2037 | 2042 | 2047 | 2052
|  | 1 |  |  | 18.4 | 18.9 | 20 | 22 | 25 | 27 | 27 | 27 | 27 | 27
|  | 2 |  |  | 18.4 | 18.9 | 20 | 22 | 25 | 27 | 27 | 27 | 27 | 27
|  | 3 |  |  | 18.4 | 18.9 | 20 | 22 | 25 | 27 | 27 | 27 | 27 | 27
|  | 4 |  |  | 18.4 | 18.9 | 20 | 22 | 25 | 27 | 27 | 27 | 27 | 27
|  | Chosen Trajectory for Capita Sugar Consumption in India |  |  | 18.4 | 18.9 | 20 | 22 | 25 | 27 | 27 | 27 | 27 | 27
RC comment -all of these numbers changed to level 2 as agreed
|  | Annual Sugar Exports |  |  | 2052: Metric Tonnes/year
|  | Trajectory | Description | Type | 2007 | 2012 | 2017 | 2022 | 2027 | 2032 | 2037 | 2042 | 2047 | 2052
|  | 1 |  |  | 1728000 | 3500000 | 6728400 | 5509000 | 1890000 | 0 | 0 | 0 | 0 | 0
|  | 2 |  |  | 1728000 | 3500000 | 6728400 | 5509000 | 1890000 | 0 | 0 | 0 | 0 | 0
|  | 3 |  |  | 1728000 | 3500000 | 6728400 | 5509000 | 1890000 | 0 | 0 | 0 | 0 | 0
|  | 4 |  |  | 1728000 | 3500000 | 6728400 | 5509000 | 1890000 | 0 | 0 | 0 | 0 | 0
|  | Chosen Trajectory for Sugar Exports in India |  |  | 1728000 | 3500000 | 6728400 | 5509000 | 1890000 | 0 | 0 | 0 | 0 | 0
[5 empty] | 2007-2027 | 2027-2052
|  | Sugar( Minimum Closing Stock Required) |  |  | 2007: 2000000; 2012: 2500000
|  | Yield of Bioethanol from Sugar |  |  | 2007: 6.4458e-09; 2012: TWh/ton
Fixed Assumptions for Sugarcane Molasse
|  | Molasses yield from Sugarcane |  | 40%
|  | Sugarcane Molasses available for Bioethanol Conversion |  | 85%
Utilization factor for Bioethanol conversion
|  | Trajectory | Description | Type | 2007 | 2012 | 2017 | 2022 | 2027 | 2032 | 2037 | 2042 | 2047 | 2052
|  | 1 |  |  | 0% | 20% | 10% | 20% | 25% | 25% | 25% | 25% | 25% | 25%
|  | 2 |  |  | 0% | 20% | 15% | 25% | 30% | 30% | 30% | 30% | 30% | 30%
|  | 3 |  |  | 0% | 20% | 20% | 30% | 35% | 35% | 35% | 35% | 35% | 35%
|  | 4 |  |  | 0% | 20% | 25% | 35% | 40% | 40% | 40% | 40% | 40% | 40%
|  | Chosen Trajectory |  |  | 0% | 20% | 10% | 20% | 25% | 25% | 25% | 25% | 25% | 25%
|  | Bioethanol conversion yield from Sugarcane Molasse |  |  | 2007: 2.4863e-06; 2012: TWh/ton
Fixed Assumptions for BioFuels conversion from Sugar beet Juice
Sugarbeet Available for Bioethanol Production
|  | Trajectory | Description | Type | 2007 | 2012 | 2017 | 2022 | 2027 | 2032 | 2037 | 2042 | 2047 | 2052
|  | 1 |  |  | 0% | 0% | 0% | 0% | 0% | 0% | 10% | 20% | 20% | 20%
|  | 2 |  |  | 0% | 0% | 5% | 5% | 5% | 5% | 15% | 25% | 25% | 25%
|  | 3 |  |  | 0% | 0% | 10% | 10% | 10% | 10% | 20% | 30% | 30% | 30%
|  | 4 |  |  | 0% | 0% | 15% | 15% | 15% | 15% | 25% | 35% | 35% | 35%
|  | Chosen Trajectory |  |  | 0% | 0% | 0% | 0% | 0% | 0% | 10% | 20% | 20% | 20%
|  | Bioethanol yield from Sugarbeet Juice |  |  | 2007: 8.6558e-07; 2012: TWh/ton
Fixed Assumptions for BioFuels conversion from Sugar beet Molasses
Yield of Sugarbeet Molasse from Sugarbeet Feedstock | bar: 2007
|  | Sugarbeet Molasse Available for Bioethanol Production |  |  | 2007: 85%
Fraction of Sugarbeet Molasse utilized for Bioethanol conversion
|  | Trajectory | Description | Type | 2007 | 2012 | 2017 | 2022 | 2027 | 2032 | 2037 | 2042 | 2047 | 2052
|  | 1 |  |  | 0% | 0% | 10% | 20% | 20% | 25% | 25% | 25% | 25% | 25%
|  | 2 |  |  | 0% | 0% | 15% | 25% | 25% | 30% | 30% | 30% | 30% | 30%
|  | 3 |  |  | 0% | 0% | 20% | 30% | 30% | 35% | 35% | 35% | 35% | 35%
|  | 4 |  |  | 0% | 0% | 25% | 35% | 35% | 40% | 40% | 40% | 40% | 40%
|  | Chosen Trajectory |  |  | 0% | 0% | 10% | 20% | 20% | 25% | 25% | 25% | 25% | 25%
|  | Yield of Bioethanol conversion from Sugarbeet Molasse |  |  | 2007: 2.4863e-06; 2012: TWh/ton
Fixed Assumptions for BioFuels conversion from Sweet Sorghum
|  | Yield of Bioethanol conversion from Sweet Sorghum |  |  | 2007: 6.4458e-07; 2012: TWh/ton
Fixed Assumptions for BioFuels conversion from Corn
|  | Fraction of Corn Rresidue from Corn Feedstock |  |  | 2007: 60%
Surplus Corn Residue available as a bio energy feedstock
|  | Trajectory | Description | Type | 2007 | 2012 | 2017 | 2022 | 2027 | 2032 | 2037 | 2042 | 2047 | 2052
|  | 1 |  |  | 1% | 2% | 1% | 1% | 1% | 1% | 5% | 10% | 10% | 10%
|  | 2 |  |  | 1% | 2% | 2% | 2% | 2% | 2% | 7% | 12% | 12% | 12%
|  | 3 |  |  | 1% | 2% | 3% | 3% | 3% | 3% | 10% | 15% | 15% | 15%
|  | 4 |  |  | 1% | 2% | 4% | 4% | 4% | 4% | 12% | 20% | 20% | 20%
|  | Chosen Trajectory |  |  | 1% | 2% | 1% | 1% | 1% | 1% | 5% | 10% | 10% | 10%
|  |  | Description | Type | 2007 | 2012 | 2017 | 2022 | 2027 | 2032 | 2037 | 2042 | 2047 | 2052
|  | Bioethanol yield from Corn Residue in TWh/Metric Tonne |  |  | 2.6244e-06 | 2.6244e-06 | 2.6244e-06 | 2.6704e-06 | 2.7165e-06 | 2.7625e-06 | 2.8085e-06 | 2.8546e-06 | 2.9006e-06 | 2.9467e-06
Fixed Assumptions for BioFuels conversion from Sugarcane Baggase
|  | Baggase Quantity Available as a fraction of Sugarcane |  |  | 2007: 30%
Surplus Baggase available as a bioenergy Feedstock
|  | Trajectory | Description | Type | 2007 | 2012 | 2017 | 2022 | 2027 | 2032 | 2037 | 2042 | 2047 | 2052
|  | 1 |  |  | 0% | 0% | 0% | 0% | 1% | 1% | 4% | 10% | 10% | 10%
|  | 2 |  |  | 0% | 0% | 1% | 1% | 2% | 2% | 6% | 15% | 15% | 15%
|  | 3 |  |  | 0% | 0% | 1% | 1% | 3% | 3% | 8% | 20% | 20% | 20%
|  | 4 |  |  | 0% | 0% | 2% | 2% | 4% | 4% | 10% | 25% | 25% | 25%
|  | Chosen Trajectory |  |  | 0% | 0% | 0% | 0% | 1% | 1% | 4% | 10% | 10% | 10%
|  |  | Description | Type | 2007 | 2012 | 2017 | 2022 | 2027 | 2032 | 2037 | 2042 | 2047 | 2052
|  | Bioethanol yield from Sugarcane baggase in TWh/Metric Tonne |  |  | 1.9153e-06 | 1.9153e-06 | 1.9153e-06 | 1.9798e-06 | 2.0258e-06 | 2.0719e-06 | 2.1179e-06 | 2.164e-06 | 2.21e-06 | 2.256e-06
Fixed Assumptions for BioFuels conversion from 2nd Generation Feedstock to bio fuel
|  |  | Description | Type | 2007 | 2012 | 2017 | 2022 | 2027 | 2032 | 2037 | 2042 | 2047 | 2052
|  | Bioethanol yield from General in TWh/Metric Tonne |  |  | 1.3812e-06 | 1.3812e-06 | 1.5614e-06 | 1.7651e-06 | 1.9953e-06 | 2.2556e-06 | 2.5498e-06 | 2.8824e-06 | 3.2583e-06 | 3.6833e-06
Fixed Assumptions for BioFuels conversion from Jatropha Pangomia
|  | Bio Diesel yield from First Generation Bio Diesel feedstock in TWh/Metric Tonne |  |  | 2007: 2.6325e-06; 2012: TWh/ton
Derived Assumptions
| 1 | Calculation of First Generation Bio- Ethanol
| 1.1 | Calculation ofBio Ethanol from Sugarcane Juice |  | Units | 2007 | 2012 | 2017 | 2022 | 2027 | 2032 | 2037 | 2042 | 2047 | 2052
|  | Sugarcane Feedstock |  | Metric Tonne | 334815000 | 330590000 | 292500000 | 292500000 | 292500000 | 292500000 | 292500000 | 292500000 | 292500000 | 292500000
|  | Fraction of Sugarcane used for Sugar Production |  | % | 85% | 80% | 80% | 80% | 80% | 80% | 80% | 80% | 80% | 80%
|  | Sugar yield from Sugarcane |  | % | 10% | 10% | 10% | 10% | 10% | 10% | 10% | 10% | 10% | 10%
|  | Net Sugar Production |  | Metric Tonne | 28459275 | 26447200 | 23400000 | 23400000 | 23400000 | 23400000 | 23400000 | 23400000 | 23400000 | 23400000
|  | Annual Per Capita Consumption of Sugar |  | Kg/Person | 18.4 | 18.9 | 20 | 22 | 25 | 27 | 27 | 27 | 27 | 27
|  | Population projection of India |  | Millions | 1128.8317 | 1216.9477 | 1299.7625 | 1370.2017 | 1444.4583 | 1504.0599 | 1566.1208 | 1612.9779 | 1661.2369 | 1764.9961
|  | Sugar In-house Consumption |  | Metric Tonne | 20770502.685 | 23000311.4696 | 25995250.3469 | 30144438.19 | 36111458.2864 | 40609617.7266 | 42285261.4634 | 43550402.7715 | 44853396.0988 | 47654896.0486
|  | Exports of Sugar |  | Metric Tonne | 1728000 | 3500000 | 6728400 | 5509000 | 1890000 | 0 | 0 | 0 | 0 | 0
|  | Excess Sugar Closing Stock |  | Metric Tonne | 10260772.315 | 5446888.5304 | 0 | 0 | 0 | 0 | 0 | 0 | 0 | 0
|  | Minimum Closing Sugar Stock Required |  | Metric Tonne | 2000000 | 2000000 | 2500000 | 2500000 | 2500000 | 2500000 | 2500000 | 2500000 | 2500000 | 2500000
|  | Excess Sugar eqvt that can be converted to ethanol |  | Metric Tonne | 8260772.315 | 3446888.5304 | 0 | 0 | 0 | 0 | 0 | 0 | 0 | 0
|  | Bioethanol production from available sugar stock |  | TWh | 0 | 0 | 0 | 0 | 0 | 0 | 0 | 0 | 0 | 0
| 1.2 | Calculation of Bioethanol from Sugarcane Molasse |  | Units | 2007 | 2012 | 2017 | 2022 | 2027 | 2032 | 2037 | 2042 | 2047 | 2052
|  | Sugarcane Molasse Feedstock |  | Metric Tonne | 13089000 | 11827000 | 117000000 | 117000000 | 117000000 | 117000000 | 117000000 | 117000000 | 117000000 | 117000000
|  | Sugarcane Molasse available for Bioethanol |  | Metric Tonne | 11125650 | 10052950 | 99450000 | 99450000 | 99450000 | 99450000 | 99450000 | 99450000 | 99450000 | 99450000
|  | Utilization factor for Sugarcane Molasse feedstocl |  | % | 0% | 20% | 10% | 20% | 25% | 25% | 25% | 25% | 25% | 25%
|  | Bioethanol production from Sugarcane Molasse |  | TWh | 0 | 0.01296 | 0.064104 | 0.12821 | 0.16026 | 0.16026 | 0.16026 | 0.16026 | 0.16026 | 0.16026
| 1.3 | Calculation of Bio-Ethanol from sugarbeet juice |  | Units | 2007 | 2012 | 2017 | 2022 | 2027 | 2032 | 2037 | 2042 | 2047 | 2052
|  | Sugarbeet Feedstock |  | Metric Tonne | 0 | 10150 | 10000 | 25000 | 35000 | 50000 | 100000 | 250000 | 500000 | 750000
|  | Utilization Factor for Bio-ethanol production |  | % | 0% | 0% | 0% | 0% | 0% | 0% | 10% | 20% | 20% | 20%
|  | Sugarbeet Feedstockavailable for Bioethanol Production |  | Metric Tonne | 0 | 0 | 0 | 0 | 0 | 0 | 10000 | 50000 | 100000 | 150000
|  | Bioethanol Production from Sugarbeet juice |  | TWh | 0 | 0 | 0 | 0 | 0 | 0 | 0.0086558 | 0.043279 | 0.086558 | 0.12984
| 1.4 | Calculation of Bio-Ethanol from sugarbeet molasse |  | Units | 2007 | 2012 | 2017 | 2022 | 2027 | 2032 | 2037 | 2042 | 2047 | 2052
|  | Sugarbeet Molasse quantity |  | Metric Tonne | 0 | 406 | 400 | 1000 | 1400 | 2000 | 3600 | 8000 | 16000 | 24000
|  | Sugarbeet Molasse for Bioethanol |  | Metric Tonne | 0 | 345.1 | 340 | 850 | 1190 | 1700 | 3060 | 6800 | 13600 | 20400
|  | Utilization factor for Bio Sugarbeet Molasse for Bioethanol |  | % | 0% | 0% | 10% | 20% | 20% | 25% | 25% | 25% | 25% | 25%
|  | Sugarbeet molasse available for Bioethanol Production |  | Metric Tonne | 0 | 0 | 34 | 170 | 238 | 425 | 765 | 1700 | 3400 | 5100
|  | Bioethanol Production from Sugarbeet Molasse |  | TWh | 0 | 0 | 8.4533e-05 | 0.00042266 | 0.00059173 | 0.0010567 | 0.001902 | 0.0042266 | 0.0084533 | 0.01268
| 1.5 | Bioethanol from Sweet Sorghum |  | Units | 2007 | 2012 | 2017 | 2022 | 2027 | 2032 | 2037 | 2042 | 2047 | 2052
|  | Sweet Sorghum Quantity |  | Metric Tonne | 0 | 0 | 12000 | 30000 | 42000 | 60000 | 70000 | 90000 | 90000 | 90000
|  | Bioethanol Production from Sweet Sorghum |  | TWh | 0 | 0 | 0.007735 | 0.019338 | 0.027072 | 0.038675 | 0.045121 | 0.058013 | 0.058013 | 0.058013
| 1 | Net Production of First Generation Bio Ethanol |  | TWh | 0 | 0.01296 | 0.071923 | 0.14797 | 0.18792 | 0.19999 | 0.21594 | 0.26578 | 0.31328 | 0.36079
| 2 | Calculation of Second Generation Bio- Ethanol
| 2.1 | Bio-Ethanol from Corn residue |  | Units | 2007 | 2012 | 2017 | 2022 | 2027 | 2032 | 2037 | 2042 | 2047 | 2052
|  | Corn Feedstock Quantity |  | Metric Tonne | 18960000 | 18851000 | 17000000 | 17000000 | 17000000 | 17000000 | 17000000 | 17000000 | 17000000 | 17000000
|  | Residue from Corn Feedstock |  | Metric Tonne | 11376000 | 11310600 | 10200000 | 10200000 | 10200000 | 10200000 | 10200000 | 10200000 | 10200000 | 10200000
|  | Fraction of Corn Residue available for Bio Ethanol |  | % | 1% | 2% | 1% | 1% | 1% | 1% | 5% | 10% | 10% | 10%
|  | Corn Residue available for Bio Ethanol Production |  | Metric Tonne | 113760 | 0 | 0 | 0 | 0 | 0 | 0 | 0 | 0 | 0
|  | Bioethanol yield from Corn Residue |  | TWh/metric Tonne | 2.6244e-06 | 2.6244e-06 | 2.6244e-06 | 2.6704e-06 | 2.7165e-06 | 2.7625e-06 | 2.8085e-06 | 2.8546e-06 | 2.9006e-06 | 2.9467e-06
|  | Bioethanol Production from Corn Residue |  | TWh | 0 | 0 | 0 | 0 | 0 | 0 | 0 | 0 | 0 | 0
| 2.2 | Bio-Ethanol from Sugarcane residue(baggase) |  | Units | 2007 | 2012 | 2017 | 2022 | 2027 | 2032 | 2037 | 2042 | 2047 | 2052
|  | Baggase Quantity |  | Metric Tonne | 100444500 | 99177000 | 87750000 | 87750000 | 87750000 | 87750000 | 87750000 | 87750000 | 87750000 | 87750000
|  | Fraction of Baggase Available for Bio Ethanol |  | % | 0% | 0% | 0% | 0% | 1% | 1% | 4% | 10% | 10% | 10%
|  | Baggase Quantity available for Bio Ethanol |  | Metric Tonne | 0 | 0 | 0 | 0 | 0 | 0 | 0 | 0 | 0 | 0
|  | Bio Ethanol yield from Baggase |  | TWh/metric Tonne | 1.9153e-06 | 1.9153e-06 | 1.9153e-06 | 1.9798e-06 | 2.0258e-06 | 2.0719e-06 | 2.1179e-06 | 2.164e-06 | 2.21e-06 | 2.256e-06
|  | Bio Ethanol production from Baggase |  | TWh | 0 | 0 | 0 | 0 | 0 | 0 | 0 | 0 | 0 | 0
| 2.3 | Bio-Ethanol from General Biomass( Wasteland BioEnergy Crops+ Non Fodder Agri Residues-baggase-corn residue) |  | Units | 2007 | 2012 | 2017 | 2022 | 2027 | 2032 | 2037 | 2042 | 2047 | 2052
|  | Biomass Crops from Wasteland |  | Metric Tonne | 0 | 0 | 0 | 0 | 0 | 0 | 0 | 0 | 0 | 0
|  | Biofeedstock from Agri Residues |  | Metric Tonne | 0 | 0 | 1794375 | 3588750 | 5383125 | 7177500 | 8971875 | 10766250 | 12560625 | 14355000
|  | Biofeedstock from Agri Residues excluding corn and baggase |  | Metric Tonne | 0 | 0 | 1794375 | 3588750 | 5383125 | 7177500 | 8971875 | 10766250 | 12560625 | 14355000
|  | Net Feedstock available for 2nd Generation Bio Fuel Production |  | Metric Tonne | 0 | 0 | 1794375 | 3588750 | 5383125 | 7177500 | 8971875 | 10766250 | 12560625 | 14355000
|  | Bio Ethanol yield from 2nd generation feedstock |  | TWh/metric Tonne | 1.3812e-06 | 1.3812e-06 | 1.5614e-06 | 1.7651e-06 | 1.9953e-06 | 2.2556e-06 | 2.5498e-06 | 2.8824e-06 | 3.2583e-06 | 3.6833e-06
|  | Bio Ethanol production from Agri Residue feedstock |  | TWh | 0 | 0 | 2.8018 | 6.3344 | 10.741 | 16.1894 | 22.8763 | 31.0323 | 40.9266 | 52.8743
| 2 | Net Production fo second generation bioethanol |  | TWh | 0 | 0 | 2.8018 | 6.3344 | 10.741 | 16.1894 | 22.8763 | 31.0323 | 40.9266 | 52.8743
| 3 | Calculation of Bio Diesel
| 3.1 | Bio Diesel from First Generation feedstock |  | Units | 2007 | 2012 | 2017 | 2022 | 2027 | 2032 | 2037 | 2042 | 2047 | 2052
|  | Jatropha, Pangomia Feedstock |  | Metric Tonne | 0 | 45000 | 53333.3333 | 60000 | 87500 | 120000 | 157500 | 200000 | 225000 | 250000
|  | Bio Diesel production from Jatropha |  | TWh | 0 | 0.11846 | 0.1404 | 0.15795 | 0.23034 | 0.3159 | 0.41462 | 0.5265 | 0.59231 | 0.65812
| 3 | Net Production fo First Generation biodiesel |  | TWh | 0 | 0.11846 | 0.1404 | 0.15795 | 0.23034 | 0.3159 | 0.41462 | 0.5265 | 0.59231 | 0.65812
V.c | 4 | Production of Algae based Bio Fuels
| V.10 | Wet Biomass and Waster Feedstock available |  | TWh | 0 | 0 | 0 | 0 | 0.015275 | 0.15275 | 0.30551 | 0.45826 | 0.61102 | 0.76377
|  | Production of Biofuel from Algae |  | TWh | 0 | 0 | 0 | 0 | 0.015275 | 0.15275 | 0.30551 | 0.45826 | 0.61102 | 0.76377
| 5 | Calculation of Emission Credits( Only CO2)
Combustion emissions
|  | CO2 |  | Mt CO2e | 0 | 0.035054 | 0.80393 | 1.7711 | 2.9805 | 4.4964 | 6.3513 | 8.6106 | 11.3206 | 14.5783
Outputs
|  | Energy produced and required |  |  | 2052: TWh
|  | Vector | Name | Notes | 2007 | 2012 | 2017 | 2022 | 2027 | 2032 | 2037 | 2042 | 2047 | 2052
|  | V.04 | Liquid hydrocarbons |  | 0 | 0.13142 | 3.0141 | 6.6403 | 11.1746 | 16.858 | 23.8124 | 32.2828 | 42.4433 | 54.6569
|  | V.09 | Dry biomass and waste |  | 0 | 0 | -2.8018 | -6.3344 | -10.741 | -16.1894 | -22.8763 | -31.0323 | -40.9266 | -52.8743
|  | V.13 | Energy crops (second generation) |  | 0 | 0 | 0 | 0 | 0 | 0 | 0 | 0 | 0 | 0
|  | V.14 | Energy crops (first generation) |  | 0 | -0.13142 | -0.21232 | -0.30592 | -0.41827 | -0.51589 | -0.63056 | -0.79228 | -0.9056 | -1.0189
|  | V.10 | Wet biomass and waste |  | 0 | 0 | 0 | 0 | -0.015275 | -0.15275 | -0.30551 | -0.45826 | -0.61102 | -0.76377
|  | Total |  |  | 0 | 0 | 0 | -5.5511e-16 | -1.3947e-15 | -2.276e-15 | -7.7716e-16 | -1.5543e-15 | -8.8818e-16 | -3.6637e-15
Information
Information summary
|  | Vector | Information type | Notes | 2007 | 2012 | 2017 | 2022 | 2027 | 2032 | 2037 | 2042 | 2047 | 2052
|  | B.01 | India Land area | ha | 0 | 150000 | 177777.7778 | 200000 | 250000 | 300000 | 350000 | 400000 | 450000 | 500000
Emissions
|  | Emissions Credits Bio Fuel Production |  |  | 2052: Mt CO2e
|  | GHG | IPCC Sector | Notes | 2007 | 2012 | 2017 | 2022 | 2027 | 2032 | 2037 | 2042 | 2047 | 2052
|  | CO2 | X2 | Bioenergy credit | 0 | -0.035054 | -0.80393 | -1.7711 | -2.9805 | -4.4964 | -6.3513 | -8.6106 | -11.3206 | -14.5783
|  | Total |  |  | 0 | -0.035054 | -0.80393 | -1.7711 | -2.9805 | -4.4964 | -6.3513 | -8.6106 | -11.3206 | -14.5783
Note on C157: himanshu: Rest of the feedstock goes into production of Indsutrial grade and Potable Alcohol
Note on C187: himanshu: rest of the bioethanol goes into industrial grade and potable alochol

## V.c
V | Bioenergy
V.c | Advanced Bio Fuels
Choice of Trajectory
|  |  | Component | Trajectory
|  |  | Trajectory | 1
Trajectory assumptions
|  | Area of sea farmed | [11 empty] | ha
|  | Trajectory | Description | Notes | 2007 | 2012 | 2017 | 2022 | 2027 | 2032 | 2037 | 2042 | 2047 | 2052
|  | 1 |  |  | 0 | 0 | 0 | 0 | 8 | 80 | 160 | 240 | 320 | 400
|  | 2 |  |  | 0 | 0 | 0 | 0.8 | 40 | 400 | 1000 | 2000 | 3000 | 4000
|  | 3 |  |  | 0 | 0 | 0 | 100 | 2000 | 5000 | 10000 | 20000 | 30000 | 40000
|  | 4 |  |  | 0 | 0 | 0 | 200 | 4000 | 10000 | 20000 | 40000 | 60000 | 80000
|  | Chosen |  |  | 0 | 0 | 0 | 0 | 8 | 80 | 160 | 240 | 320 | 400
Area on Land allocated for micro-algae | bar: 2052
|  | Trajectory | Description | Notes | 2007 | 2012 | 2017 | 2022 | 2027 | 2032 | 2037 | 2042 | 2047 | 2052
|  | 1 |  |  | 0 | 0 | 0 | 0 | 400 | 800 | 1600 | 2400 | 3200 | 4000
|  | 2 |  |  | 0 | 0 | 0 | 16 | 800 | 8000 | 20000 | 40000 | 60000 | 80000
|  | 3 |  |  | 0 | 0 | 0 | 1000 | 20000 | 50000 | 100000 | 200000 | 300000 | 400000
|  | 4 |  |  | 0 | 0 | 0 | 2500 | 50000 | 125000 | 250000 | 500000 | 750000 | 1000000
|  | Chosen |  |  | 0 | 0 | 0 | 0 | 400 | 800 | 1600 | 2400 | 3200 | 4000
Input assumptions( Offshore based Macro Algae)
Fuel Conversion Efficiency
|  | Year | 2052
|  | Trajectory | Off Shore Macro Algae
|  | 1 | 35%
|  | 2 | 43%
|  | 3 | 52%
|  | 4 | 60%
|  | Chosen | 35%
Areal Productivity
|  | Year | 2052
TWh/ha/day
|  | Trajectory | Off Shore Macro Algae
|  | 1 | 2.9297e-06 |  | 2007: 1e-06
|  | 2 | 5.8594e-06
|  | 3 | 8.7891e-06
|  | 4 | 1.1719e-05
|  | Chosen | 2.9297e-06
Input assumptions( Onshore based Micro Algae)
Lipid Content
|  | Year | 2052
% of algae matter
|  | Trajectory | Off Shore Macro Algae
|  | 1 | 20%
|  | 2 | 27%
|  | 3 | 35%
|  | 4 | 40%
|  | Chosen | 20%
Areal Productivity
|  | Year | 2052
TWh/ha/day
|  | Trajectory | Off Shore Macro Algae
|  | 1 | 2.9297e-06
|  | 2 | 6.4453e-06
|  | 3 | 9.9609e-06
|  | 4 | 1.4062e-05
|  | Chosen | 2.9297e-06
|  | Annual Liquid Fuel Yeild from Lipid |  | 90%
Derived assumptions
Liquid Fuel from Macro Algae
TWh/year
|  | Trajectory | Description | Notes | 2007 | 2012 | 2017 | 2022 | 2027 | 2032 | 2037 | 2042 | 2047 | 2052
|  | 1 |  | Liquid Fuel/annum | 0 | 0 | 0 | 0 | 0.0013535 | 0.013535 | 0.02707 | 0.040605 | 0.054141 | 0.067676
|  | 2 |  |  | 1.6629 | 1.6629 | 1.6629 | 0.00033258 | 0.016629 | 0.16629 | 0.41572 | 0.83145 | 1.2472 | 1.6629
|  | 3 |  |  | 0 | 0 | 0 | 0.07541 | 1.5082 | 3.7705 | 7.541 | 15.082 | 22.623 | 30.1641
|  | 4 |  |  | 0 | 0 | 0 | 0.23203 | 4.6406 | 11.6016 | 23.2031 | 46.4062 | 69.6094 | 92.8125
|  | Chosen |  |  | 0 | 0 | 0 | 0 | 0.0013535 | 0.013535 | 0.02707 | 0.040605 | 0.054141 | 0.067676
Liquid Fuel from Onland MicroAlgae
TWh/year
|  | Trajectory | Description | Notes | 2007 | 2012 | 2017 | 2022 | 2027 | 2032 | 2037 | 2042 | 2047 | 2052
|  | 1 |  | Liquid Fuel/annum | 0 | 0 | 0 | 0 | 0.013922 | 0.13922 | 0.27844 | 0.41766 | 0.55688 | 0.69609
|  | 2 |  |  | 0 | 0 | 0 | 0.0082696 | 0.41348 | 4.1348 | 10.337 | 20.674 | 31.011 | 41.348
|  | 3 |  |  | 0 | 0 | 0 | 1.0354 | 20.7088 | 51.772 | 103.5439 | 207.0879 | 310.6318 | 414.1758
|  | 4 |  |  | 0 | 0 | 0 | 4.1766 | 83.5312 | 208.8281 | 417.6562 | 835.3125 | 1252.9688 | 1670.625
|  | Chosen |  |  | 0 | 0 | 0 | 0 | 0.013922 | 0.13922 | 0.27844 | 0.41766 | 0.55688 | 0.69609
Calculation of Costs
| 1 | Calculathe new capacity of Micro Algae and Macro Algae based Plants
| 2 | Multiply by the Operational and Capital Costs
| 1.a | Vector | Description | Units | 2007 | 2012 | 2017 | 2022 | 2027 | 2032 | 2037 | 2042 | 2047 | 2052
|  | V1.15 | Liquid Fuel From Macro Algae | TWh/year | 0 | 0 | 0 | 0 | 0.0013535 | 0.013535 | 0.02707 | 0.040605 | 0.054141 | 0.067676
|  |  | New Addition in Macro Algae Plants | TWh/year |  | 0 | 0 | 0 | 0.0013535 | 0.012182 | 0.013535 | 0.013535 | 0.013535 | 0.013535
| 1.b | V2.15 | Liquid Fuel From Onland Micro Algae | TWh/year | 0 | 0 | 0 | 0 | 0.013922 | 0.13922 | 0.27844 | 0.41766 | 0.55688 | 0.69609
|  |  | New Addition in Micro Algae Plants | TWh/year |  | 0 | 0 | 0 | 0.013922 | 0.1253 | 0.13922 | 0.13922 | 0.13922 | 0.13922
| 4 | Calculation of Emissions
Combustion emissions
|  | CO2 |  | Mt CO2e | 147.5741 | 147.5741 | 217.9705 | 312.046 | 420.8267 | 548.8294 | 693.8249 | 842.3769 | 1005.9707 | 1197.5584
Outputs
|  | Energy produced and required |  |  | 2052: TWh
|  | Vector | Name | Notes | 2007 | 2012 | 2017 | 2022 | 2027 | 2032 | 2037 | 2042 | 2047 | 2052
|  | V.10 | Wet biomass and waste |  | 0 | 0 | 0 | 0 | 0.015275 | 0.15275 | 0.30551 | 0.45826 | 0.61102 | 0.76377
|  | W.01 | Waste |  | 0 | 0 | 0 | 0 | -0.015275 | -0.15275 | -0.30551 | -0.45826 | -0.61102 | -0.76377
|  | Total |  |  | 0 | 0 | 0 | 0 | 0 | 0 | 0 | 0 | 0 | 0
Information
Information summary
|  | Vector | Information type | Notes | 2007 | 2012 | 2017 | 2022 | 2027 | 2032 | 2037 | 2042 | 2047 | 2052
|  | B.01 | India Land area | ha | 0 | 0 | 0 | 0 | 8 | 80 | 160 | 240 | 320 | 400
|  | B.04 | India Sea area | ha | 0 | 0 | 0 | 0 | 400 | 800 | 1600 | 2400 | 3200 | 4000

## V.d
V | Bioenergy
V.d | Bio-feedstock prodctn & bio-conversion
Choice of Trajectory
|  |  | Component | Trajectory
|  |  | Producton of Non Fooder Agri and Forestry Residue | 1
|  |  | Bio Energy Feedstock End Use Split | 1
Trajectory Assumptions
|  | Total Non Fodder Agriculture Residue | [11 empty] | MT/year
|  | Trajectory | Comment | Notes | 2007 | 2012 | 2017 | 2022 | 2027 | 2032 | 2037 | 2042 | 2047 | 2052
|  | 1 |  |  | 281 | 287.1 | 287.1 | 287.1 | 287.1 | 287.1 | 287.1 | 287.1 | 287.1 | 287.1
|  | 2 |  |  | 281 | 287.1 | 290.7067 | 294.3588 | 298.0567 | 301.8011 | 305.5925 | 309.4316 | 313.3189 | 317.255
|  | 3 |  |  | 281 | 287.1 | 294.3496 | 301.7823 | 309.4027 | 317.2155 | 325.2256 | 333.438 | 341.8577 | 350.49
|  | 4 |  |  | 281 | 287.1 | 301.745 | 317.137 | 333.3142 | 350.3166 | 368.1862 | 386.9674 | 406.7067 | 427.4528
|  | Chosen |  |  | 281 | 287.1 | 287.1 | 287.1 | 287.1 | 287.1 | 287.1 | 287.1 | 287.1 | 287.1
|  | Total Non Fodder Forestry Arisings |  |  | 2052: MT/year
|  | Trajectory | Comment | Notes | 2007 | 2012 | 2017 | 2022 | 2027 | 2032 | 2037 | 2042 | 2047 | 2052
|  | 1 |  |  | 137 | 136.8 | 138.1735 | 139.5608 | 140.962 | 142.3772 | 143.8067 | 144 | 144 | 144
|  | 2 |  |  | 137 | 136.8 | 140.2544 | 143.796 | 147.427 | 151.1497 | 154.9664 | 157.5 | 157.5 | 157.5
|  | 3 |  |  | 137 | 136.8 | 141.6555 | 146.6833 | 151.8896 | 157.2807 | 162.8632 | 168.6437 | 171 | 171
|  | 4 |  |  | 137 | 136.8 | 141.6555 | 146.6833 | 154.1657 | 162.0297 | 170.2948 | 178.9816 | 180 | 180
|  | Chosen |  |  | 137 | 136.8 | 138.1735 | 139.5608 | 140.962 | 142.3772 | 143.8067 | 144 | 144 | 144
End Usage Split for Solid Bio Energy Feedstock in 2052
|  | Trajectory | For Cooking | For Electricity | 2007: For Liquid Fuel Usage; 2012: Others
|  | 1 | 52% | 10% | 2007: 5%; 2012: 33%
|  | 2 | 39% | 18% | 2007: 10%; 2012: 33%
|  | 3 | 15% | 30% | 2007: 22%; 2012: 33%
|  | 4 | 5% | 24% | 2007: 38%; 2012: 33%
|  | Chosen Trajectory | 52% | 10% | 2007: 5%; 2012: 33%
|  | Trajectory for Bio Gas Projections |  |  | 2052: TWh
|  | Trajectory | Comment | Notes | 2007 | 2012 | 2017 | 2022 | 2027 | 2032 | 2037 | 2042 | 2047 | 2052
|  | 1 |  |  | 9.1778 | 10.3058 | 11.346 | 12.3863 | 13.4265 | 14.4667 | 14.832 | 15.2066 | 15.5905 | 15.9842
|  | 2 |  |  | 9.1778 | 10.3058 | 18.5794 | 26.853 | 35.1266 | 43.4002 | 45.614 | 47.9408 | 50.3863 | 52.9565
|  | 3 |  |  | 9.1778 | 10.3058 | 25.8127 | 41.3197 | 56.8267 | 72.3337 | 78.6947 | 84.7765 | 91.3284 | 98.3866
|  | 4 |  |  | 9.1778 | 10.3058 | 33.0461 | 55.7865 | 78.5268 | 101.2671 | 109.0935 | 114.6583 | 120.5071 | 126.6541
|  | Chosen |  |  | 9.1778 | 10.3058 | 11.346 | 12.3863 | 13.4265 | 14.4667 | 14.832 | 15.2066 | 15.5905 | 15.9842
Derived assumptions
End Use Specific Split for Bio Energy | bar: 2052
|  | Type |  | Delta | 2007 | 2012 | 2017 | 2022 | 2027 | 2032 | 2037 | 2042 | 2047 | 2052
|  | Solid Fuel for Cooking |  | -0.25% | 62% | 62% | 60.75% | 59.5% | 58.25% | 57% | 55.75% | 54.5% | 53.25% | 52%
|  | Bio Energy Feedstock for Electricity |  | 0.1325% | 4.7% | 4.7% | 5.362% | 6.025% | 6.688% | 7.35% | 8.013% | 8.675% | 9.338% | 10%
|  | Bio Feedstock for Liquid Fuels for Transport |  | 0.125% | 0% | 0% | 0.625% | 1.25% | 1.875% | 2.5% | 3.125% | 3.75% | 4.375% | 5%
|  | Others |  | -0.0075% | 33.3% | 33.3% | 33.26% | 33.22% | 33.19% | 33.15% | 33.11% | 33.07% | 33.04% | 33%
Available feedstock for Bio Energy | bar: 2007 to 2052
|  | Type | Column1 | Vector | 2007 | 2012 | 2017 | 2022 | 2027 | 2032 | 2037 | 2042 | 2047 | 2052
|  | Solid Fuel for Cooking |  | V1.09 | 311.22 | 314.802 | 312.5867 | 310.3853 | 308.1977 | 306.0242 | 303.865 | 300.4695 | 296.8808 | 293.292
|  | Bio Energy Feedstock for Electricity |  | V2.09 | 13.207 | 13.4937 | 15.3957 | 17.2978 | 19.1998 | 21.1019 | 23.0039 | 24.9059 | 26.808 | 28.71
|  | Bio Feedstock for Liquid Fuels for Transport |  | V3.09 | 0 | 0 | 1.7944 | 3.5888 | 5.3831 | 7.1775 | 8.9719 | 10.7663 | 12.5606 | 14.355
|  | Others |  | V4.09 | 93.573 | 95.6043 | 95.4966 | 95.389 | 95.2813 | 95.1736 | 95.066 | 94.9583 | 94.8507 | 94.743
|  | Available feedstock for Bio Energy |  |  | 2052: TWh
|  | Type | Column1 | Vector | 2007 | 2012 | 2017 | 2022 | 2027 | 2032 | 2037 | 2042 | 2047 | 2052
|  | Solid Fuel for Cooking |  | V.09 | 899.08 | 909.428 | 903.0283 | 896.6685 | 890.3489 | 884.07 | 877.8321 | 868.023 | 857.6555 | 847.288
|  | Bio Energy Feedstock for Electricity |  | V1.09 | 38.1536 | 38.9818 | 44.4766 | 49.9714 | 55.4661 | 60.9609 | 66.4557 | 71.9505 | 77.4452 | 82.94
|  | Bio Gas |  | V2.09 | 9.1778 | 10.3058 | 11.346 | 12.3863 | 13.4265 | 14.4667 | 14.832 | 15.2066 | 15.5905 | 15.9842
|  | Bio Feedstock for Liquid Fuels for Transport |  | V3.09 | 0 | 0 | 5.1838 | 10.3675 | 15.5513 | 20.735 | 25.9187 | 31.1025 | 36.2863 | 41.47
|  | Others |  |  | 270.322 | 276.1902 | 275.8792 | 275.5681 | 275.2571 | 274.9461 | 274.6351 | 274.324 | 274.013 | 273.702
| V.b | Available Feedstock for first generation and 2nd Generation Bio Fuels
|  | Dry biomass and waste |  | V.09 | 0 | 0 | 2.8018 | 6.3344 | 10.741 | 16.1894 | 22.8763 | 31.0323 | 40.9266 | 52.8743
|  | Energy crops (second generation) |  | V.13 | 0 | 0 | 0 | 0 | 0 | 0 | 0 | 0 | 0 | 0
|  | Energy crops (first generation) |  | V.14 | 0 | 0.13142 | 0.21232 | 0.30592 | 0.41827 | 0.51589 | 0.63056 | 0.79228 | 0.9056 | 1.0189
| 1 | Calculation of Emission Credits( Only CO2)
Biofeedstock for Electricity related emission credits
|  | CO2 |  | Mt CO2e | 13.243 | 13.5305 | 15.4377 | 17.3449 | 19.2521 | 21.1593 | 23.0666 | 24.9738 | 26.881 | 28.7882
Outputs
|  | Energy produced and required |  |  | 2052: TWh
| Column1 | Vector | Name | Notes | 2007 | 2012 | 2017 | 2022 | 2027 | 2032 | 2037 | 2042 | 2047 | 2052
|  | V.09 | Dry biomass and waste |  | 937.2336 | 948.4098 | 950.3067 | 952.9743 | 956.5561 | 961.2203 | 967.1641 | 971.0057 | 976.0274 | 983.1023
|  | V.10 | Wet biomass and waste |  | 9.1778 | 10.3058 | 11.346 | 12.3863 | 13.4265 | 14.4667 | 14.832 | 15.2066 | 15.5905 | 15.9842
|  | V.13 | Energy crops (second generation) |  | 0 | 0 | 0 | 0 | 0 | 0 | 0 | 0 | 0 | 0
|  | V.14 | Energy crops (first generation) |  | 0 | 0.13142 | 0.21232 | 0.30592 | 0.41827 | 0.51589 | 0.63056 | 0.79228 | 0.9056 | 1.0189
|  | W.01 | Waste |  | -946.4113 | -958.7156 | -961.6527 | -965.3606 | -969.9826 | -975.687 | -981.9961 | -986.2123 | -991.6179 | -999.0865
|  | A.01 | Agriculture |  | 0 | -0.13142 | -0.21232 | -0.30592 | -0.41827 | -0.51589 | -0.63056 | -0.79228 | -0.9056 | -1.0189
|  | Total |  |  | 0 | 7.1609e-15 | -4.13e-14 | -6.7724e-15 | -2.2538e-14 | -3.9635e-14 | 2.0428e-14 | -4.9738e-14 | -1.5321e-14 | 1.9096e-14
Emissions
|  | Emissions produced |  |  | 2052: Mt CO2e
|  | GHG | IPCC Sector | Notes | 2007 | 2012 | 2017 | 2022 | 2027 | 2032 | 2037 | 2042 | 2047 | 2052
|  | CO2 | X2 |  | -13.243 | -13.5305 | -15.4377 | -17.3449 | -19.2521 | -21.1593 | -23.0666 | -24.9738 | -26.881 | -28.7882
|  | Total |  |  | -13.243 | -13.5305 | -15.4377 | -17.3449 | -19.2521 | -21.1593 | -23.0666 | -24.9738 | -26.881 | -28.7882
Information
Information summary
| Column1 | Vector | Information type | Notes | 2007 | 2012 | 2017 | 2022 | 2027 | 2032 | 2037 | 2042 | 2047 | 2052
|  | B.01 | India Land area | ha
|  | B.02 | Installed Capacity | GW
Note on G16: Administrator: No change in agricultural productivity. Remains the same in future
Note on H16: Administrator: No change in agricultural productivity. Remains the same in future
Note on I16: Administrator: No change in agricultural productivity. Remains the same in future
Note on J16: Administrator: No change in agricultural productivity. Remains the same in future
Note on K16: Administrator: No change in agricultural productivity. Remains the same in future
Note on L16: Administrator: No change in agricultural productivity. Remains the same in future
Note on M16: Administrator: No change in agricultural productivity. Remains the same in future
Note on N16: Administrator: No change in agricultural productivity. Remains the same in future
Note on O16: Administrator: No change in agricultural productivity. Remains the same in future

## V.e
V | Bioenergy
V.e | Fuel For Cooking
Derived assumptions
| V.d | Available feedstock for Cooking | [11 empty] | TWh
|  | Type | Column1 | Vector | 2007 | 2012 | 2017 | 2022 | 2027 | 2032 | 2037 | 2042 | 2047 | 2052
|  | Bio Feedstock for Cooking |  | V.09 | 899.08 | 909.428 | 903.0283 | 896.6685 | 890.3489 | 884.07 | 877.8321 | 868.023 | 857.6555 | 847.288
|  | Bio Feedstock for electricity |  | V1.09 | 38.1536 | 38.9818 | 44.4766 | 49.9714 | 55.4661 | 60.9609 | 66.4557 | 71.9505 | 77.4452 | 82.94
| 5 | Calculation of Emission Credits( Only CO2)
Combustion emissions
|  | CO2 |  | Mt CO2e | 312.0678 | 315.6595 | 313.4382 | 311.2307 | 309.0372 | 306.8578 | 304.6927 | 301.288 | 297.6895 | 294.0909
Outputs
|  | Energy produced and required |  |  | 2052: TWh
|  | Vector | Name | Notes | 2007 | 2012 | 2017 | 2022 | 2027 | 2032 | 2037 | 2042 | 2047 | 2052
|  | V.03 | Solid hydrocarbons |  | 937.2336 | 948.4098 | 947.5049 | 946.6399 | 945.8151 | 945.0309 | 944.2878 | 939.9735 | 935.1007 | 930.228
|  | V.09 | Dry biomass and waste |  | -937.2336 | -948.4098 | -947.5049 | -946.6399 | -945.8151 | -945.0309 | -944.2878 | -939.9735 | -935.1007 | -930.228
|  | Total |  |  | 0 | 0 | 0 | 0 | 0 | 0 | 0 | 0 | 0 | 0
Emissions
|  | Emissions Credits Bio Fuel Production |  |  | 2052: Mt CO2e
|  | GHG | IPCC Sector | Notes | 2007 | 2012 | 2017 | 2022 | 2027 | 2032 | 2037 | 2042 | 2047 | 2052
|  | CO2 | X2 | Bioenergy credit | -312.0678 | -315.6595 | -313.4382 | -311.2307 | -309.0372 | -306.8578 | -304.6927 | -301.288 | -297.6895 | -294.0909
|  | Total |  |  | -312.0678 | -315.6595 | -313.4382 | -311.2307 | -309.0372 | -306.8578 | -304.6927 | -301.288 | -297.6895 | -294.0909

## VI
VI | Waste
VI.a | Waste to Electricity
Choice of Trajectory
|  |  | Component | Trajectory
|  |  | Overall Trajectory | 1
Trajectory assumptions
|  | Potential of Usage or conversion factor (%) urban | [11 empty] | %
|  | Trajectory | Description | Notes | 2007 | 2012 | 2017 | 2022 | 2027 | 2032 | 2037 | 2042 | 2047 | 2052
1 | bar: 2007 to 2052
|  | 2 |  |  | 0% | 0% | 0.625% | 1.25% | 2.5% | 5% | 10% | 15% | 25% | 50%
|  | 3 |  |  | 0% | 0% | 1% | 2.5% | 7.5% | 15% | 25% | 37.5% | 50% | 75%
|  | 4 |  |  | 0% | 0% | 1% | 3.5% | 8.5% | 18.5% | 36% | 56% | 76% | 100%
Chosen | bar: 2007 to 2052
Fuel Usage (%) | bar: 2052
|  | Trajectory | Description | Notes | 2007 | 2012 | 2017 | 2022 | 2027 | 2032 | 2037 | 2042 | 2047 | 2052
1 | bar: 2007 to 2052
|  | 2 |  |  | 0% | 0% | 2.5% | 5% | 7.5% | 10% | 12.5% | 15% | 17.5% | 20%
|  | 3 |  |  | 0% | 0% | 2.5% | 7.5% | 12.5% | 17.5% | 22.5% | 27.5% | 32.5% | 37.5%
|  | 4 |  |  | 0% | 0% | 2.5% | 12.5% | 22.5% | 32.5% | 42.5% | 52.5% | 62.5% | 72.5%
|  | Chosen |  |  | 0 | 0 | 0 | 0 | 0 | 0 | 0 | 0 | 0 | 0
Electricity generation (%) | bar: 2052
|  | Trajectory | Description | Notes | 2007 | 2012 | 2017 | 2022 | 2027 | 2032 | 2037 | 2042 | 2047 | 2052
1 | bar: 2007 to 2052
|  | 2 |  |  | 0% | 6.05% | 6.425% | 8.425% | 10.42% | 12.43% | 14.42% | 16.43% | 18.43% | 20.42%
|  | 3 |  |  | 0% | 6.05% | 6.425% | 10.42% | 14.42% | 18.43% | 22.43% | 26.42% | 30.43% | 34.42%
|  | 4 |  |  | 0% | 6.05% | 6.425% | 10.42% | 14.42% | 18.43% | 22.43% | 26.42% | 30.43% | 34.42%
|  | Chosen |  |  | 0 | 0 | 0 | 0 | 0 | 0 | 0 | 0 | 0 | 0
CHP (%) | bar: 2052
|  | Trajectory | Description | Notes | 2007 | 2012 | 2017 | 2022 | 2027 | 2032 | 2037 | 2042 | 2047 | 2052
1 | bar: 2007 to 2052
2 | bar: 2007 to 2052
3 | bar: 2007 to 2052
|  | 4 |  |  | 0% | 0% | 0% | 5% | 10% | 15% | 20% | 25% | 30% | 35%
|  | Chosen |  |  | 0 | 0 | 0 | 0 | 0 | 0 | 0 | 0 | 0 | 0
Waste to electricity capacity deployed (MW) | bar: 35%
|  | Trajectory | Description | Notes | 2007 | 2012 | 2017 | 2022 | 2027 | 2032 | 2037 | 2042 | 2047 | 2052
|  | 1 |  |  | 0 | 0.096036 | 0.096036 | 0.096036 | 0.096036 | 0.096036 | 0.096036 | 0.096036 | 0.096036 | 0.096036
|  | 2 |  |  | 0 | 0.096036 | 0.15324 | 0.29147 | 0.52123 | 0.91753 | 1.6629 | 2.4742 | 3.5453 | 4.9563
|  | 3 |  |  | 0 | 0.096036 | 0.15324 | 0.36067 | 0.72122 | 1.3606 | 2.5851 | 3.9806 | 5.8543 | 8.3536
|  | 4 |  |  | 0 | 0.096036 | 0.15324 | 0.36067 | 0.72122 | 1.3606 | 2.5851 | 3.9806 | 5.8543 | 8.3536
|  | Chosen |  |  | 0 | 0.096036 | 0.096036 | 0.096036 | 0.096036 | 0.096036 | 0.096036 | 0.096036 | 0.096036 | 0.096036
Potential of Usage or conversion factor (%) rural | bar: 2052
|  | Trajectory | Description | Notes | 2007 | 2012 | 2017 | 2022 | 2027 | 2032 | 2037 | 2042 | 2047 | 2052
1 | bar: 2007 to 2052
|  | 2 |  |  | 0% | 0% | 0.1348% | 0.2843% | 0.5998% | 1.265% | 2.669% | 5.63% | 11.87% | 25.05%
|  | 3 |  |  | 0% | 0% | 0.1399% | 0.3243% | 0.7513% | 1.741% | 4.033% | 9.345% | 21.65% | 50.17%
|  | 4 |  |  | 0% | 0% | 0.143% | 0.35% | 0.8566% | 2.096% | 5.13% | 12.55% | 30.72% | 75.17%
|  | Chosen |  |  | 0 | 0 | 0 | 0 | 0 | 0 | 0 | 0 | 0 | 0
Fixed assumptions
Population Statistics
|  | Description |  | Notes | 2007 | 2012 | 2017 | 2022 | 2027 | 2032 | 2037 | 2042 | 2047 | 2052
|  | Total Population ('000) |  |  | 1131790.2973 | 1218452.6669 | 1303727.7205 | 1386030.8731 | 1464020.2397 | 1536596.6353 | 1602903.5749 | 1662327.2735 | 1714496.6461 | 1759283.3077
|  | Urban Population ('000) |  |  | 328418.6887 | 365976.3841 | 404920.0809 | 444642.2517 | 484589.2354 | 524261.2377 | 563212.3306 | 601050.4527 | 637437.409 | 672088.871
|  | Rural Population ('000) |  |  | 803371.6086 | 852476.2828 | 898807.6396 | 941388.6214 | 979431.0043 | 1012335.3976 | 1039691.2442 | 1061276.8208 | 1077059.2371 | 1087194.4367
|  | % urbanization |  |  | 29.0176 | 30.0362 | 31.0586 | 32.0803 | 33.0999 | 34.1183 | 35.137 | 36.1572 | 37.1793 | 38.2024
Daily urban per capita MSW generated (kg)
|  |  |  | Notes | 2007 | 2012 | 2017 | 2022 | 2027 | 2032 | 2037 | 2042 | 2047 | 2052
|  | Daily urban per capita MSW generated (kg) |  |  | 0.33785 | 0.37301 | 0.41184 | 0.4547 | 0.50203 | 0.55428 | 0.61197 | 0.67566 | 0.74598 | 0.82363
Urban MSW generated (TPD)
|  |  |  | Notes | 2007 | 2012 | 2017 | 2022 | 2027 | 2032 | 2037 | 2042 | 2047 | 2052
|  | Urban MSW generated (TPD) |  |  | 110955.8355 | 136513.69 | 166760.5496 | 202178.7888 | 243276.1214 | 290585.7598 | 344666.9115 | 406105.8313 | 475517.7172 | 553549.8261
Daily rural per capita organic MSW generated (kg)
|  |  |  | Notes | 2007 | 2012 | 2017 | 2022 | 2027 | 2032 | 2037 | 2042 | 2047 | 2052
|  | Daily rural per capita organic MSW generated (kg) |  |  | 0 | 0.074602 | 0.092663 | 0.11652 | 0.14881 | 0.194 | 0.26009 | 0.29053 | 0.3245 | 0.3624
Rural MSW generated (TPD)
|  |  |  | Notes | 2007 | 2012 | 2017 | 2022 | 2027 | 2032 | 2037 | 2042 | 2047 | 2052
|  | Rural MSW generated (TPD) |  |  | 0 | 63596.8265 | 83286.2438 | 109687.637 | 145753.7137 | 196389.8536 | 270408.7588 | 308336.8501 | 349508.7094 | 393994.2761
Urban MSW Collection efficiency (%)
|  |  |  | Notes | 2007 | 2012 | 2017 | 2022 | 2027 | 2032 | 2037 | 2042 | 2047 | 2052
|  | Urban MSW Collection efficiency (%) |  |  | 0% | 70% | 73.57% | 77.32% | 81.27% | 85.41% | 89.77% | 94.35% | 99.16% | 100%
Urban MSW collected (TPD)
|  |  |  | Notes | 2007 | 2012 | 2017 | 2022 | 2027 | 2032 | 2037 | 2042 | 2047 | 2052
|  | Urban MSW collected (TPD) |  |  | 0 | 95559.583 | 122686.9095 | 156331.8144 | 197705.2171 | 248198.8949 | 309408.3125 | 383158.5129 | 471533.7962 | 553549.8261
Segregated waste collection efficiency in urban areas (%)
|  |  |  | Notes | 2007 | 2012 | 2017 | 2022 | 2027 | 2032 | 2037 | 2042 | 2047 | 2052
|  | Segregated waste collection efficiency in urban areas (%) |  |  | 0% | 0% | 5% | 10.23% | 20.93% | 42.83% | 87.64% | 90% | 90% | 90%
Segregated waste collection efficiency in rural areas (%)
|  |  |  | Notes | 2007 | 2012 | 2017 | 2022 | 2027 | 2032 | 2037 | 2042 | 2047 | 2052
|  | Segregated waste collection efficiency in rural areas (%) |  |  | 0% | 0% | 0.2663% | 0.5448% | 1.114% | 2.28% | 4.664% | 9.54% | 19.52% | 39.93%
Segregated urban waste (TPD)
|  |  |  | Notes | 2007 | 2012 | 2017 | 2022 | 2027 | 2032 | 2037 | 2042 | 2047 | 2052
|  | Segregated urban waste (TPD) |  |  | 0 | 0 | 8338.0275 | 20684.2869 | 50925.9808 | 124465.562 | 302071.2737 | 365495.2481 | 427965.9455 | 498194.8435
Non-segregated urban waste (TPD)
|  |  |  | Notes | 2007 | 2012 | 2017 | 2022 | 2027 | 2032 | 2037 | 2042 | 2047 | 2052
|  | Non-segregated urban waste (TPD) |  |  | 110955.8355 | 136513.69 | 158422.5222 | 181494.5019 | 192350.1405 | 166120.1978 | 42595.6378 | 40610.5831 | 47551.7717 | 55354.9826
Segregated rural organic waste (TPD)
|  |  |  | Notes | 2007 | 2012 | 2017 | 2022 | 2027 | 2032 | 2037 | 2042 | 2047 | 2052
|  | Segregated rural organic waste (TPD) |  |  | 0 | 0 | 221.7888 | 597.5371 | 1624.3055 | 4477.2154 | 12611.0302 | 29416.846 | 68213.3762 | 157304.9258
MSW Composition (urban)
|  | Description |  | Notes | 2007 | 2012 | 2017 | 2022 | 2027 | 2032 | 2037 | 2042 | 2047 | 2052
|  | Organic/ compostables (food waste..) (%) |  |  | 0 | 40% | 40.5% | 41% | 41.5% | 42% | 42.5% | 43% | 43.5% | 44%
|  | Combustibles (paper, wood, plastics, rags, cloth, leather, rubber, yard trimmings) (%) |  |  | 0 | 10% | 12% | 14% | 16% | 18% | 20% | 22% | 24% | 26%
|  | Recyclables/inorganic (metals, ceramics, glass..) (%) |  |  | 0 | 5% | 5.5% | 6% | 6.5% | 7% | 7.5% | 8% | 8.5% | 9%
|  | Others (dust, ash, fines, inerts…) (%) |  |  | 0 | 45% | 42% | 39% | 36% | 33% | 30% | 27% | 24% | 21%
Bio-chemical conversion
|  | Description |  | Notes | 0: Urban; 10%: Rural
|  | Total Solids (TS) |  |  | 0: 0.15; 10%: 0.15
|  | Total Volatile Solids |  | of TS | 0: 0.78; 10%: 0.78
|  | Typical digestion efficiency |  | urban systems | 0: 0.6; 10%: 0.45
|  | Typical bio-gas yield |  | m3 / kg. of VS destroyed | 0: 0.6; 10%: 0.6
|  | Calorific Value of bio-gas |  | kcal/m3 (typical) | 0: 5000; 10%: 5000
|  |  |  | kcal / kg of organic MSW | 0: 210.6; 10%: 157.95
Thermo-chemical conversion
|  | Description |  | Notes | 0: Value
|  | NCV of segregated combustibles |  | kCal/kg | 0: 3600
|  | Conversion effficiency of 1GWwaste to electricity plant |  |  | 0: 0.25
|  | Energy Equivalent of a 1GWwaste to electricity plant |  | TWh/day | 0: 0.023988
|  | NCV of non-segregated waste |  | kCal/kg | 0: 2400
Energy generation potential from urban segregted organic MSW (kCal/day)
|  |  |  | Notes | 2007 | 2012 | 2017 | 2022 | 2027 | 2032 | 2037 | 2042 | 2047 | 2052
|  | Energy generation potential from urban segregted organic MSW (kCal/day) |  |  | 0 | 0.00082654 | 0.0020757 | 0.0051729 | 0.012795 | 0.031423 | 0.038468 | 0.045567 | 0.053654 | 1.2097e-06
Total Energy content of urban combustible MSW (CHP) (kCal/day)
|  |  |  | Notes | 2007 | 2012 | 2017 | 2022 | 2027 | 2032 | 2037 | 2042 | 2047 | 2052
|  | Total Energy content of urban combustible MSW (CHP)/day |  | TWh/day | 0 | 3.8078e-05 | 5.7214e-05 | 8.2991e-05 | 0.00011971 | 0.00017666 | 0.00027661 | 0.00036145 | 0.0004614 | 0.00058227
100% Electricity generation potential (segregated & non segregated)
|  |  |  | Notes | 2007 | 2012 | 2017 | 2022 | 2027 | 2032 | 2037 | 2042 | 2047 | 2052
|  | 100% Electricity generation potential (segregated & non segregated) |  | GW | 0 | 0.0015874 | 0.0023851 | 0.0034596 | 0.0049903 | 0.0073643 | 0.011531 | 0.015068 | 0.019234 | 0.024273
100% Fuel availability potential (from segregated MSW) (TPD)
|  |  |  | Notes | 2007 | 2012 | 2017 | 2022 | 2027 | 2032 | 2037 | 2042 | 2047 | 2052
|  | 100% Fuel availability potential (from segregated MSW) (TPD) |  | TPD | 0 | 0 | 1000.563 | 2895.8 | 8148.157 | 22403.8 | 60414.25 | 80408.95 | 102711.8 | 129530.7
Energy Content of Fuel (kCal / day)
|  |  |  | Notes | 2007 | 2012 | 2017 | 2022 | 2027 | 2032 | 2037 | 2042 | 2047 | 2052
|  | Energy Content of Fuel (kCal / day) |  |  | 0 | 0 | 0.0041864 | 0.012116 | 0.034092 | 0.093737 | 0.25277 | 0.33643 | 0.42975 | 0.54196
Energy generation potential from rural segregted organic MSW (kCal/day)
|  |  |  | Notes | 2007 | 2012 | 2017 | 2022 | 2027 | 2032 | 2037 | 2042 | 2047 | 2052
|  | Energy generation potential from rural segregted organic MSW (kCal/day) |  |  | 0 | 0 | 4.0714e-05 | 0.00010969 | 0.00029869 | 0.00082169 | 0.0023128 | 0.0054043 | 0.012552 | 0.028823
Derived assumptions
Transmission entry capacity | bar: 2007 to 2052
|  | Fuel | Plant type |  | 2007 | 2012 | 2017 | 2022 | 2027 | 2032 | 2037 | 2042 | 2047 | 2052
|  | B.02 | Installed Capacity |  | 0 | 0.096036 | 0.096036 | 0.096036 | 0.096036 | 0.096036 | 0.096036 | 0.096036 | 0.096036 | 0.096036
|  | Waste to Energy |  |  | 2007 | 2012 | 2017 | 2022 | 2027 | 2032 | 2037 | 2042 | 2047 | 2052
Gaseous Hydrocarbons
Urban
|  | Energy generation potential from urban segregted organic MSW |  | TWh/day | 0 | 0.00082654 | 0.0020757 | 0.0051729 | 0.012795 | 0.031423 | 0.038468 | 0.045567 | 0.053654 | 1.2097e-06
| * | Potential of Usage or conversion factor (%) urban |  |  | 0 | 0 | 0 | 0 | 0 | 0 | 0 | 0 | 0 | 0
| = | Energy generated Urban |  | TWh/day | 0 | 0 | 0 | 0 | 0 | 0 | 0 | 0 | 0 | 0
Rural
|  | Energy generation potential from rural segregted organic MSW |  | TWh/day | 0 | 0 | 4.0714e-05 | 0.00010969 | 0.00029869 | 0.00082169 | 0.0023128 | 0.0054043 | 0.012552 | 0.028823
| * | Potential of Usage or conversion factor (%) rural |  |  | 0 | 0 | 0 | 0 | 0 | 0 | 0 | 0 | 0 | 0
| = | Energy generated Rural |  | TWh/day | 0 | 0 | 0 | 0 | 0 | 0 | 0 | 0 | 0 | 0
| V.05 | Gasesous Hydrocarbons per year |  | TWh | 0 | 0 | 0 | 0 | 0 | 0 | 0 | 0 | 0 | 0
Solid Hydrocarbons
|  | Total Energy content of urban combustible MSW (CHP) (kCal/day) |  | TWh/day | 0 | 3.8078e-05 | 5.7214e-05 | 8.2991e-05 | 0.00011971 | 0.00017666 | 0.00027661 | 0.00036145 | 0.0004614 | 0.00058227
|  | 100% Electricity generation potential (segregated & non segregated) |  |  | 0 | 0.0015874 | 0.0023851 | 0.0034596 | 0.0049903 | 0.0073643 | 0.011531 | 0.015068 | 0.019234 | 0.024273
|  | 100% Fuel availability potential (from segregated MSW) |  | Tonnes/day | 0 | 0 | 1000.563 | 2895.8 | 8148.157 | 22403.8 | 60414.25 | 80408.95 | 102711.8 | 129530.7
|  | Energy Content of Fuel (kCal / day) |  | TWh/day | 0 | 0 | 0.0041864 | 0.012116 | 0.034092 | 0.093737 | 0.25277 | 0.33643 | 0.42975 | 0.54196
| * | Fuel Usage (%) | bar: 2007 to 2052
| V.03 | Solid Hydro Carbons per year |  | TWh | 0 | 0 | 0 | 0 | 0 | 0 | 0 | 0 | 0 | 0
Waste to Electricty
Electricity generation (%) | bar: 2007 to 2052
|  | CHP (%) |  |  | 0 | 0 | 0 | 0 | 0 | 0 | 0 | 0 | 0 | 0
|  | Waste to electricity capacity deployed |  | GW | 0 | 0 | 0 | 0 | 0 | 0 | 0 | 0 | 0 | 0
| * | PLF (%) |  |  | 100% | 100% | 100% | 100% | 100% | 100% | 100% | 100% | 100% | 100%
| = | Available Supply |  | GW | 0 | 0 | 0 | 0 | 0 | 0 | 0 | 0 | 0 | 0
|  | Generation |  | TWh | 0 | 0 | 0 | 0 | 0 | 0 | 0 | 0 | 0 | 0
|  | Input Energy Required |  | TWh | 0 | 0 | 0 | 0 | 0 | 0 | 0 | 0 | 0 | 0
|  | EMISSIONS |  |  | 2007 | 2012 | 2017 | 2022 | 2027 | 2032 | 2037 | 2042 | 2047 | 2052
| CO2 | Combustion emissions |  | Mt CO2e
| CH4 | Combustion emissions |  | Mt CO2e
| N2O | Combustion emissions |  | Mt CO2e
Outputs
|  | Energy produced and required |  |  | 2052: TWh
|  | Vector | Name | Notes | 2007 | 2012 | 2017 | 2022 | 2027 | 2032 | 2037 | 2042 | 2047 | 2052
|  | V.02 | Electricity (supplied to grid) |  | 0 | 0 | 0 | 0 | 0 | 0 | 0 | 0 | 0 | 0
|  | V.03 | Solid hydrocarbons |  | 0 | 0 | 0 | 0 | 0 | 0 | 0 | 0 | 0 | 0
|  | V.05 | Gaseous hydrocarbons |  | 0 | 0 | 0 | 0 | 0 | 0 | 0 | 0 | 0 | 0
|  | X.01 | Conversion losses |  | 0 | 0 | 0 | 0 | 0 | 0 | 0 | 0 | 0 | 0
|  | W.01 | Waste |  | 0 | 0 | 0 | 0 | 0 | 0 | 0 | 0 | 0 | 0
|  | Total |  |  | 0 | 0 | 0 | 0 | 0 | 0 | 0 | 0 | 0 | 0
Information
Information summary
|  | Vector | Information type | Notes | 2007 | 2012 | 2017 | 2022 | 2027 | 2032 | 2037 | 2042 | 2047 | 2052
|  | B.02 | Installed Capacity | GW | 0 | 0 | 0 | 0 | 0 | 0 | 0 | 0 | 0 | 0
|  | B.01 | India Land area | ha | bar: 2007 to 2052
Emissions
|  | Emissions produced |  |  | 2052: Mt CO2e
|  | GHG | IPCC Sector | Notes | 2007 | 2012 | 2017 | 2022 | 2027 | 2032 | 2037 | 2042 | 2047 | 2052
|  | CO2 | 1A | Fuel Combustion | 0 | 0 | 0 | 0 | 0 | 0 | 0 | 0 | 0 | 0
|  | CH4 | 1A | Fuel Combustion | 0 | 0 | 0 | 0 | 0 | 0 | 0 | 0 | 0 | 0
|  | N2O | 1A | Fuel Combustion | 0 | 0 | 0 | 0 | 0 | 0 | 0 | 0 | 0 | 0
|  | Total |  |  | 0 | 0 | 0 | 0 | 0 | 0 | 0 | 0 | 0 | 0

## VII.a
VII | Electricity distribution, storage, and balancing
VII.a | Electricity imports
Choice of Trajectory
|  |  | Component | Trajectory
|  |  | Scenario | 1
Inputs
Trajectory assumptions
|  | Imports | [11 empty] | TWh
|  | Trajectory | Description |  | 2007 | 2012 | 2017 | 2022 | 2027 | 2032 | 2037 | 2042 | 2047 | 2052
|  | 1 | Imported Electricity |  | 1 | 4 | 14 | 21 | 31 | 40 | 49 | 55 | 55 | 55
|  | 2 | Imported Electricity |  | 1 | 4 | 14 | 29 | 44 | 60 | 75 | 75 | 75 | 75
|  | 3 | Imported Electricity |  | 1 | 4 | 14 | 35 | 57 | 78 | 92 | 75 | 75 | 75
|  | 4 | Imported Electricity |  | 1 | 4 | 14 | 41 | 61 | 86 | 98 | 75 | 75 | 75
|  | Chosen |  |  | 1 | 4 | 14 | 21 | 31 | 40 | 49 | 55 | 55 | 55
Derived assumptions
|  | Total Imports |  |  | 2052: TWh
|  | Fuel | Description | Notes | 2007 | 2012 | 2017 | 2022 | 2027 | 2032 | 2037 | 2042 | 2047 | 2052
|  | R.02 | Electricity Imports |  | 1 | 4 | 14 | 21 | 31 | 40 | 49 | 55 | 55 | 55
| 1 | IMPORTED ELECTRICITY |  | TWh | 1 | 4 | 14 | 21 | 31 | 40 | 49 | 55 | 55 | 55
Outputs
|  | Energy produced and required |  |  | 2052: TWh
|  | Vector | Name | Notes | 2007 | 2012 | 2017 | 2022 | 2027 | 2032 | 2037 | 2042 | 2047 | 2052
|  | V.02 | Electricity (supplied to grid) |  | 1 | 4 | 14 | 21 | 31 | 40 | 49 | 55 | 55 | 55
|  | Y.02 | Electricity oversupply (imports) |  | -1 | -4 | -14 | -21 | -31 | -40 | -49 | -55 | -55 | -55
|  | Total |  |  | 0 | 0 | 0 | 0 | 0 | 0 | 0 | 0 | 0 | 0
Information
Information summary
|  | Vector | Information type | Notes | 2007 | 2012 | 2017 | 2022 | 2027 | 2032 | 2037 | 2042 | 2047 | 2052
Note on C15: Astha: No data to input here
Note on B20: Astha: Again,no data to put here.Will it be linked to another sheet?

## VII.b
VII | Electricity distribution, storage, and balancing
VII.b | T&D Losses
Choice of Trajectory
|  |  | Component | Trajectory
|  |  | Scenario | 1
Inputs
|  | Grid output | [11 empty] | TWh
|  | Vector | Name | Notes | 2007 | 2012 | 2017 | 2022 | 2027 | 2032 | 2037 | 2042 | 2047 | 2052
|  | V.01 | Electricity (delivered to end user) |  | -595.6868 | -792.1907 | -1134.1255 | -1624.4019 | -2266.0212 | -3156.4965 | -3956.5806 | -4911.7645 | -5751.8953 | -6698.5687
Trajectory assumptions
T&D- Technical Losses | bar: 2007 to 2052
|  | Trajectory | Description | Notes | 2007 | 2012 | 2017 | 2022 | 2027 | 2032 | 2037 | 2042 | 2047 | 2052
|  | 1 |  |  | 24.67% | 22.69% | 21.5% | 20.54% | 19.58% | 18.71% | 17.9% | 16.61% | 15.94% | 15.52%
|  | 2 |  |  | 24.67% | 22.69% | 20.8% | 18.5% | 16.8% | 15.1% | 13.4% | 11.2% | 10% | 10%
|  | 3 |  |  | 24.67% | 22.69% | 18.5% | 15.6% | 12.2% | 10.5% | 9.4% | 8.3% | 7.2% | 7.2%
|  | 4 |  |  | 24.67% | 22.69% | 16.8% | 13.9% | 11.6% | 8.8% | 8% | 7.2% | 7.2% | 6.9%
|  | Chosen |  |  | 24.67% | 22.69% | 21.5% | 20.54% | 19.58% | 18.71% | 17.9% | 16.61% | 15.94% | 15.52%
T&D Commercial Losses
|  | Trajectory | Description | Notes | 2007 | 2012 | 2017 | 2022 | 2027 | 2032 | 2037 | 2042 | 2047 | 2052
|  | 1 |  |  | 36.45% | 33.15% | 31.17% | 29.9% | 28.3% | 27.18% | 25.84% | 24.35% | 23.24% | 22.53%
|  | 2 |  |  | 36.45% | 33.15% | 30% | 26.5% | 24% | 21.5% | 19% | 16% | 14% | 14%
|  | 3 |  |  | 36.45% | 33.15% | 26.5% | 22% | 17% | 14.5% | 13% | 11.5% | 10% | 10%
|  | 4 |  |  | 36.45% | 33.15% | 24% | 19.5% | 16% | 12% | 11% | 10% | 10% | 9.5%
|  | Chosen |  |  | 36.45% | 33.15% | 31.17% | 29.9% | 28.3% | 27.18% | 25.84% | 24.35% | 23.24% | 22.53%
|  | Lifespan | years
|  | Transmission | 20
|  | Distribution | 20
|  | [1] | Based on ratio of actual 2007 distribution losses to calculated 2007 grid throughput (from DUKES 2009)
Transfer electricity from V.02 to V.01 to match total V.01 required, accounting for conversion losses
|  | Electricity output from grid |  | TWh | 595.6868 | 792.1907 | 1134.1255 | 1624.4019 | 2266.0212 | 3156.4965 | 3956.5806 | 4911.7645 | 5751.8953 | 6698.5687
|  | ÷ (1−Losses) |  |  | 75.33% | 77.31% | 78.5% | 79.46% | 80.42% | 81.29% | 82.1% | 83.39% | 84.06% | 84.48%
|  | = Total electricity input to grid |  |  | 790.7697 | 1024.6938 | 1444.7826 | 2044.3014 | 2817.7334 | 3882.9115 | 4819.456 | 5890.1122 | 6842.9324 | 7928.9892
| 1 | × Losses |  |  | 24.67% | 22.69% | 21.5% | 20.54% | 19.58% | 18.71% | 17.9% | 16.61% | 15.94% | 15.52% | 0%
|  | = T&D losses |  |  | 195.0829 | 232.503 | 310.6572 | 419.8995 | 551.7122 | 726.4151 | 862.8754 | 978.3476 | 1091.0371 | 1230.4205
Outputs
|  | Energy produced and required |  |  | 2052: TWh
|  | Vector | Name | Notes | 2007 | 2012 | 2017 | 2022 | 2027 | 2032 | 2037 | 2042 | 2047 | 2052
|  | V.01 | Electricity (delivered to end user) |  | 0 | 0 | 0 | 0 | 0 | 0 | 0 | 0 | 0 | 0
|  | V.02 | Electricity (supplied to grid) |  | -195.0829 | -232.503 | -310.6572 | -419.8995 | -551.7122 | -726.4151 | -862.8754 | -978.3476 | -1091.0371 | -1230.4205
|  | X.02 | Distribution losses and own use |  | 195.0829 | 232.503 | 310.6572 | 419.8995 | 551.7122 | 726.4151 | 862.8754 | 978.3476 | 1091.0371 | 1230.4205
|  | Total |  |  | 0 | 0 | 0 | 0 | 0 | 0 | 0 | 0 | 0 | 0
Information
Information summary
|  | Vector | Information type | Notes | 2007 | 2012 | 2017 | 2022 | 2027 | 2032 | 2037 | 2042 | 2047 | 2052

## IX
IX | Buildings
IX | Buildings
Trajectory choice
|  |  | Component | Trajectory
|  |  | Building Envelope Optimization for Residential Sector | 1
|  |  | Building Envelope Optimization for Commercial Sector | 1
Trajectory assumptions
|  | Commercial sector energy demand after envelope optimization |  |  |  | 1 | [7 empty] | TWh/Year
|  | Trajectory | Comment | Notes | 2007 | 2012 | 2017 | 2022 | 2027 | 2032 | 2037 | 2042 | 2047 | 2052
|  | 1 |  |  | 104.8154 | 181.3573 | 314.1736 | 544.9621 | 946.584 | 1646.5589 | 2868.6274 | 5005.6927 | 8749.3982 | 15319.5405
|  | 2 |  |  | 104.8154 | 181.3573 | 310.786 | 536.8246 | 927.0041 | 1596.1509 | 2780.8161 | 4852.481 | 8481.632 | 14850.7584
|  | 3 |  |  | 104.8154 | 181.3573 | 310.4592 | 535.1532 | 920.6337 | 1571.6311 | 2738.0832 | 4777.8862 | 8351.1998 | 14622.2928
|  | 4 |  |  | 104.8154 | 181.3573 | 309.9116 | 531.6461 | 904.2081 | 1497.6678 | 2603.6039 | 4543.1868 | 7923.6258 | 13873.3991
|  | Chosen |  |  | 104.8154 | 181.3573 | 314.1736 | 544.9621 | 946.584 | 1646.5589 | 2868.6274 | 5005.6927 | 8749.3982 | 15319.5405
|  | Residential sector energy demand after envelope optimization |  |  | 2052: TWh/Year
|  | Trajectory | Comment | Notes | 2007 | 2012 | 2017 | 2022 | 2027 | 2032 | 2037 | 2042 | 2047 | 2052
|  | 1 |  |  | 70.1205 | 113.0274 | 182.189 | 293.6707 | 473.3682 | 763.0229 | 1229.9176 | 1982.5059 | 3195.604 | 5150.9985
|  | 2 |  |  | 70.1205 | 113.0274 | 182.189 | 293.6707 | 473.3682 | 763.0229 | 1229.9176 | 1982.5059 | 3195.604 | 5150.9985
|  | 3 |  |  | 70.1205 | 113.0274 | 182.1459 | 293.54 | 472.972 | 761.6603 | 1227.7213 | 1978.9657 | 3189.8976 | 5141.8003
|  | 4 |  |  | 70.1205 | 113.0274 | 182.1395 | 293.4921 | 472.51 | 759.3894 | 1222.5967 | 1970.7053 | 3172.7783 | 5114.2057
|  | Chosen |  |  | 70.1205 | 113.0274 | 182.189 | 293.6707 | 473.3682 | 763.0229 | 1229.9176 | 1982.5059 | 3195.604 | 5150.9985
|  | Total Buildings sector energy demand after envelope optimization |  |  | 2052: TWh/Year
|  | Trajectory | Notes |  | 2007 | 2012 | 2017 | 2022 | 2027 | 2032 | 2037 | 2042 | 2047 | 2052
|  | 1 |  |  | 174.9359 | 294.3847 | 496.3626 | 838.6329 | 1419.9523 | 2409.5818 | 4098.545 | 6988.1987 | 11945.0022 | 20470.539
|  | 2 |  |  | 174.9359 | 294.3847 | 492.975 | 830.4953 | 1400.3723 | 2359.1738 | 4010.7338 | 6834.9869 | 11677.236 | 20001.7569
|  | 3 |  |  | 174.9359 | 294.3847 | 492.605 | 828.6931 | 1393.6057 | 2333.2915 | 3965.8045 | 6756.8519 | 11541.0974 | 19764.0931
|  | 4 |  |  | 174.9359 | 294.3847 | 492.0511 | 825.1382 | 1376.7181 | 2257.0572 | 3826.2006 | 6513.8921 | 11096.4041 | 18987.6047
|  | Chosen |  |  | 174.9359 | 294.3847 | 496.3626 | 838.6329 | 1419.9523 | 2409.5818 | 4098.545 | 6988.1987 | 11945.0022 | 20470.539
Fixed assumptions
1e-05
Energy demand in a commercial building
TWh/Sqm/Year
|  | Code | Building Type | Notes | 2007 | 2008 | 2009 | 2010 | 2011 | 2012 | 2013 | 2014 | 2015 | 2016 | 2017 | 2018 | 2019 | 2020 | 2021 | 2022 | 2023 | 2024 | 2025 | 2026 | 2027 | 2028 | 2029 | 2030 | 2031 | 2032 | 2033 | 2034 | 2035 | 2036 | 2037 | 2038 | 2039 | 2040 | 2041 | 2042 | 2043 | 2044 | 2045 | 2046 | 2047 | 2048 | 2049 | 2050 | 2051 | 2052
|  |  | Commercial Buildings |  | 0.0021 | 0.002163 | 0.0022279 | 0.0022947 | 0.0023636 | 0.0024345 | 0.0025075 | 0.0025827 | 0.0026602 | 0.00274 | 0.0028222 | 0.0029069 | 0.0029941 | 0.0030839 | 0.0031764 | 0.0032717 | 0.0033699 | 0.003471 | 0.0035751 | 0.0036824 | 0.0037928 | 0.0039066 | 0.0040238 | 0.0041445 | 0.0042689 | 0.0043969 | 0.0045288 | 0.0046647 | 0.0048046 | 0.0049488 | 0.0050973 | 0.0052502 | 0.0054077 | 0.0055699 | 0.005737 | 0.0059091 | 0.0060864 | 0.006269 | 0.006457 | 0.0066508 | 0.0068503 | 0.0070558 | 0.0072675 | 0.0074855 | 0.00771 | 0.0079414
Percentage increase in energy demand
|  | Code | Building Type | Notes
Commercial Buildings | bar: 2007
|  |  | Residential Buildings |  | 2007: 4.78%
Energy demand in a residential building
TWh/Sqm/Year
|  | Code | Building Type | Notes | 2007 | 2008 | 2009 | 2010 | 2011 | 2012 | 2013 | 2014 | 2015 | 2016 | 2017 | 2018 | 2019 | 2020 | 2021 | 2022 | 2023 | 2024 | 2025 | 2026 | 2027 | 2028 | 2029 | 2030 | 2031 | 2032 | 2033 | 2034 | 2035 | 2036 | 2037 | 2038 | 2039 | 2040 | 2041 | 2042 | 2043 | 2044 | 2045 | 2046 | 2047 | 2048 | 2049 | 2050 | 2051 | 2052
|  |  | Residential Buildings |  | 0.00042 | 0.00044008 | 0.00046111 | 0.00048315 | 0.00050625 | 0.00053045 | 0.0005558 | 0.00058237 | 0.00061021 | 0.00063937 | 0.00066994 | 0.00070196 | 0.00073551 | 0.00077067 | 0.00080751 | 0.00084611 | 0.00088655 | 0.00092893 | 0.00097333 | 0.0010199 | 0.0010686 | 0.0011197 | 0.0011732 | 0.0012293 | 0.001288 | 0.0013496 | 0.0014141 | 0.0014817 | 0.0015525 | 0.0016268 | 0.0017045 | 0.001786 | 0.0018714 | 0.0019608 | 0.0020545 | 0.0021527 | 0.0022556 | 0.0023635 | 0.0024764 | 0.0025948 | 0.0027188 | 0.0028488 | 0.002985 | 0.0031277 | 0.0032772 | 0.0034338
Percentage energy savings in a retrofitted building due to envelope optimization
%
|  | Code | Building Type | Notes | 2007 | 2012 | 2017 | 2022 | 2027 | 2032 | 2037 | 2042 | 2047 | 2052
|  |  | All Buildings |  | 18% | 18% | 18% | 18% | 18% | 18% | 18% | 18% | 18% | 18%
Percentage energy savings in a new building due to envelope optimization
%
|  | Code | Building Type | Notes | 2007 | 2012 | 2017 | 2022 | 2027 | 2032 | 2037 | 2042 | 2047 | 2052
|  | 1 | All Buildings |  | 10% | 10% | 10% | 10% | 10% | 10% | 10% | 10% | 10% | 10%
|  | 2 | All Buildings |  | 10% | 10% | 10% | 10% | 10% | 10% | 10% | 10% | 10% | 10%
|  | 3 | All Buildings |  | 10% | 10% | 15% | 15% | 15% | 15% | 15% | 15% | 15% | 15%
|  | 4 | All Buildings |  | 10% | 10% | 15% | 15% | 20% | 20% | 25% | 25% | 30% | 30%
Floor Space
ha
|  | Fuel | Plant type | Notes | 2007 | 2012 | 2017 | 2022 | 2027 | 2032 | 2037 | 2042 | 2047 | 2052
|  |  | Commercial Buildings |  | 49925.5148 | 74515.5167 | 111353.607 | 166619.9773 | 249658.9871 | 374625.1454 | 562999.859 | 847447.6112 | 1277736.8179 | 1929849.9672
|  |  | Commercial Buildings | Applicable area [1] | 24962.7574 | 37257.7584 | 55676.8035 | 83309.9887 | 124829.4936 | 187312.5727 | 281499.9295 | 423723.8056 | 638868.409 | 964924.9836
|  |  | Residential Buildings |  | 166953.6587 | 213079.8764 | 271949.9176 | 347084.6658 | 442977.7596 | 565364.3471 | 721564.0923 | 920918.9472 | 1175351.8729 | 1500079.9248
|  |  | All Buildings |  | 216879.1735 | 287595.3931 | 383303.5246 | 513704.6431 | 692636.7467 | 939989.4926 | 1284563.9513 | 1768366.5584 | 2453088.6908 | 3429929.892
[1]ECBC Applicable area for commercial buildings is assumed to be 50% of the stock of commercial buildings
Percentage penetration of new efficient commercial buildings
% | bar: ha 2052
|  | Trajectory | Description | Notes | 2007 | 2012 | 2017 | 2022 | 2027 | 2032 | 2037 | 2042 | 2047 | 2052
|  | 1 |  |  | 7% | 7% | 7.518% | 8.219% | 8.985% | 10% | 10% | 10% | 10% | 10%
|  | 2 |  |  | 7% | 7% | 10.37% | 16.96% | 27.72% | 50% | 50% | 50% | 50% | 50%
|  | 3 |  |  | 7% | 7% | 11.25% | 20.35% | 36.82% | 75% | 75% | 75% | 75% | 75%
|  | 4 |  |  | 7% | 7% | 11.91% | 23.16% | 45.03% | 100% | 100% | 100% | 100% | 100%
Percentage penetration of retrofitted commercial buildings
&
|  | Trajectory | Description | Notes | 2007 | 2012 | 2017 | 2022 | 2027 | 2032 | 2037 | 2042 | 2047 | 2052
1 | bar: 2007 to & 2052
|  | 2 |  |  | 0% | 0% | 12.85% | 17.57% | 24.04% | 35% | 35% | 35% | 35% | 35%
|  | 3 |  |  | 0% | 0% | 13.8% | 20.63% | 30.85% | 50% | 50% | 50% | 50% | 50%
|  | 4 |  |  | 0% | 0% | 15.85% | 28.18% | 50.12% | 100% | 100% | 100% | 100% | 100%
Percentage penetration of new efficient residential buildings
%
|  | Trajectory | Description | Notes | 2007 | 2012 | 2017 | 2022 | 2027 | 2032 | 2037 | 2042 | 2047 | 2052
1 | bar: 2007 to % 2052
2 | bar: 2007 to % 2052
|  | 3 |  |  | 0% | 0% | 3.314% | 6.232% | 11.72% | 25% | 25% | 25% | 25% | 25%
|  | 4 |  |  | 0% | 0% | 3.807% | 8.513% | 19.04% | 50% | 50% | 50% | 50% | 50%
Percentage penetration of retrofitted residential buildings | bar: % 2052
|  | Trajectory | Description | Notes | 2007 | 2012 | 2017 | 2022 | 2027 | 2032 | 2037 | 2042 | 2047 | 2052
1 | bar: 2007 to 2052
2 | bar: 2007 to 2052
3 | bar: 2007 to 2052
4 | bar: 2007 to 2052
Derived assumptions
|  | Energy demand in a commercial building after optimization |  |  | 2052: TWh/Year
|  | Fuel | Description | Notes | 2007 | 2012 | 2017 | 2022 | 2027 | 2032 | 2037 | 2042 | 2047 | 2052
|  |  | Commercial Buildings |  | 104.8154 | 181.3573 | 314.1736 | 544.9621 | 946.584 | 1646.5589 | 2868.6274 | 5005.6927 | 8749.3982 | 15319.5405
|  | Energy demand in a residential building after optimization |  |  | 2052: TWh/Year
|  | Fuel | Description | Notes | 2007 | 2012 | 2017 | 2022 | 2027 | 2032 | 2037 | 2042 | 2047 | 2052
|  |  | Residential Buildings |  | 70.1205 | 113.0274 | 182.189 | 293.6707 | 473.3682 | 763.0229 | 1229.9176 | 1982.5059 | 3195.604 | 5150.9985
|  | Total energy demand after optimization |  |  | 2052: TWh/Year
|  | Fuel | Description | Notes | 2007 | 2012 | 2017 | 2022 | 2027 | 2032 | 2037 | 2042 | 2047 | 2052
|  |  | All Buildings |  | 174.9359 | 294.3847 | 496.3626 | 838.6329 | 1419.9523 | 2409.5818 | 4098.545 | 6988.1987 | 11945.0022 | 20470.539
Methodology
Calculation of energy savings in the commercial and residential sectors due to envelope and design optimization of buildings
Commercial sector
|  |  |  | 2007 | 2012 | 2017 | 2022 | 2027 | 2032 | 2037 | 2042 | 2047 | 2052
|  | Floor space | ha | 49925.5148 | 74515.5167 | 111353.607 | 166619.9773 | 249658.9871 | 374625.1454 | 562999.859 | 847447.6112 | 1277736.8179 | 1929849.9672
| x | Per unit energy consumption | TWh/ha | 0.0021 | 0.0024345 | 0.0028222 | 0.0032717 | 0.0037928 | 0.0043969 | 0.0050973 | 0.0059091 | 0.0068503 | 0.0079414
| = | Total energy demand | TWh | 104.8436 | 181.4062 | 314.2649 | 545.1358 | 946.915 | 1647.2019 | 2869.7517 | 5007.6621 | 8752.8542 | 15325.6165
|  | Total demand after envelope and design optimization | TWh | 104.8154 | 181.3573 | 314.1736 | 544.9621 | 946.584 | 1646.5589 | 2868.6274 | 5005.6927 | 8749.3982 | 15319.5405
|  | Energy savings in commercial sector | TWh | 0.028197 | 0.048927 | 0.091302 | 0.1737 | 0.33096 | 0.64298 | 1.1243 | 1.9694 | 3.456 | 6.076
Residential Sector
|  | Floor Space | ha | 166953.6587 | 213079.8764 | 271949.9176 | 347084.6658 | 442977.7596 | 565364.3471 | 721564.0923 | 920918.9472 | 1175351.8729 | 1500079.9248
| x | Per unit energy consumption | TWh/ha | 0.00042 | 0.00053045 | 0.00066994 | 0.00084611 | 0.0010686 | 0.0013496 | 0.0017045 | 0.0021527 | 0.0027188 | 0.0034338
| = | Total energy demand | TWh | 70.1205 | 113.0274 | 182.189 | 293.6707 | 473.3682 | 763.0229 | 1229.9176 | 1982.5059 | 3195.604 | 5150.9985
|  | Total demand after envelope and design optimization | TWh | 70.1205 | 113.0274 | 182.189 | 293.6707 | 473.3682 | 763.0229 | 1229.9176 | 1982.5059 | 3195.604 | 5150.9985
|  | Energy savings in the residential sector | TWh | 0 | 0 | -6.537e-13 | 0 | -5.6843e-13 | 0 | 2.2737e-12 | -4.7748e-12 | 7.276e-12 | -1.728e-11
|  | Percentage energy savings in the commercial sector |  | 0.02689% | 0.02697% | 0.02905% | 0.03186% | 0.03495% | 0.03903% | 0.03918% | 0.03933% | 0.03948% | 0.03965%
|  | Percentage energy savings in the residential sectors |  | 0% | 0% | -3.588e-13% | 0% | -1.201e-13% | 0% | 1.849e-13% | -2.408e-13% | 2.277e-13% | -3.355e-13%
|  | Total energy demand in the buildings sector after envelope and design optimization | TWh | 174.9359 | 294.3847 | 496.3626 | 838.6329 | 1419.9523 | 2409.5818 | 4098.545 | 6988.1987 | 11945.0022 | 20470.539
Outputs
|  | Vector | Name | Notes | 2007 | 2012 | 2017 | 2022 | 2027 | 2032 | 2037 | 2042 | 2047 | 2052
|  | S.01c | Design and Envelope Savings in Commercial Sector |  | 0.02689% | 0.02697% | 0.02905% | 0.03186% | 0.03495% | 0.03903% | 0.03918% | 0.03933% | 0.03948% | 0.03965%
|  | S.01r | Design and Envelope Savings in Residential Sector |  | 0% | 0% | -3.588e-13% | 0% | -1.201e-13% | 0% | 1.849e-13% | -2.408e-13% | 2.277e-13% | -3.355e-13%
Emissions[1]
|  | For information: Greenhouse gas emissions excluding CHP |  |  | 2052: Mt CO2e
|  | GHG | IPCC Sector | Notes | 2007 | 2012 | 2017 | 2022 | 2027 | 2032 | 2037 | 2042 | 2047 | 2052
|  | CO2 | 1A | Fuel Combustion | 0 | 0 | 0 | 0 | 0 | 0 | 0 | 0 | 0 | 0
|  | CH4 | 1A | Fuel Combustion | 0 | 0 | 0 | 0 | 0 | 0 | 0 | 0 | 0 | 0
|  | N2O | 1A | Fuel Combustion | 0 | 0 | 0 | 0 | 0 | 0 | 0 | 0 | 0 | 0
|  | Total |  |  | 0 | 0 | 0 | 0 | 0 | 0 | 0 | 0 | 0 | 0
| [1] | Emissions impact from Buildings 's savings have been accounted for in the Commercial Lighting & Residential Lighting Sector
Information
Information summary
|  | Vector | Information type | Notes | 2007 | 2012 | 2017 | 2022 | 2027 | 2032 | 2037 | 2042 | 2047 | 2052
|  |  | Commercial floor space | ha | 49925.5148 | 74515.5167 | 111353.607 | 166619.9773 | 249658.9871 | 374625.1454 | 562999.859 | 847447.6112 | 1277736.8179 | 1929849.9672
|  |  | Residential floor space | ha | 166953.6587 | 213079.8764 | 271949.9176 | 347084.6658 | 442977.7596 | 565364.3471 | 721564.0923 | 920918.9472 | 1175351.8729 | 1500079.9248
|  |  | Total floor space | ha | 216879.1735 | 287595.3931 | 383303.5246 | 513704.6431 | 692636.7467 | 939989.4926 | 1284563.9513 | 1768366.5584 | 2453088.6908 | 3429929.892
Note on F15: himan: Fixed assumptions should be moved to its right place
Note on C16: himanshu: These rows ned to be linked to the GDP figure and not linked to the commercial lighting & appliances

## X.a
X | Lighting and appliances
X.a | Domestic Lighting & Appliances
Trajectory choice
|  |  | Component | Trajectory
|  |  | (i) Efficiency pathway | 1
Trajectory assumptions
|  | Penetration( Lighting) | [11 empty] | %
|  | Trajectory | Type of appliance | Efficiency level | 2007 | 2012 | 2017 | 2022 | 2027 | 2032 | 2037 | 2042 | 2047 | 2052
|  | A | Bulb |  | 46% | 42.8% | 39.6% | 36.4% | 33.2% | 30% | 27.5% | 25% | 22.5% | 20%
|  |  | Tubelight |  | 43% | 40.4% | 37.8% | 35.2% | 32.6% | 30% | 28.75% | 27.5% | 26.25% | 25%
|  |  | CFL |  | 9% | 13.2% | 17.4% | 14.2% | 11% | 30% | 31.25% | 32.5% | 33.75% | 35%
|  |  | LED |  | 1% | 2.8% | 4.6% | 1.4% | -1.8% | 10% | 12.5% | 15% | 17.5% | 20%
|  | B | Bulb |  | 46% | 42.8% | 35.85% | 28.9% | 21.95% | 15% | 12.5% | 10% | 7.5% | 5%
|  |  | Tubelight |  | 43% | 40.4% | 36.55% | 32.7% | 28.85% | 25% | 22.5% | 20% | 17.5% | 15%
|  |  | CFL |  | 9% | 13.2% | 19.9% | 26.6% | 33.3% | 40% | 40% | 40% | 40% | 40%
|  |  | LED |  | 1% | 2.8% | 7.1% | 11.4% | 15.7% | 20% | 25% | 30% | 35% | 40%
|  | C | Bulb |  | 46% | 42.8% | 34.6% | 26.4% | 18.2% | 10% | 7.75% | 5.5% | 3.25% | 1%
|  |  | Tubelight |  | 43% | 40.4% | 36.55% | 32.7% | 28.85% | 25% | 21% | 17% | 13% | 9%
|  |  | CFL |  | 9% | 13.2% | 16.15% | 19.1% | 22.05% | 25% | 26.25% | 27.5% | 28.75% | 30%
|  |  | LED |  | 1% | 2.8% | 12.1% | 21.4% | 30.7% | 40% | 45% | 50% | 55% | 60%
|  | D | Bulb |  | 46% | 42.8% | 33.35% | 23.9% | 14.45% | 5% | 4% | 3% | 2% | 1%
|  |  | Tubelight |  | 43% | 40.4% | 34.05% | 27.7% | 21.35% | 15% | 13.5% | 12% | 10.5% | 9%
|  |  | CFL |  | 9% | 13.2% | 14.9% | 16.6% | 18.3% | 20% | 17.5% | 15% | 12.5% | 10%
|  |  | LED |  | 1% | 2.8% | 17.1% | 31.4% | 45.7% | 60% | 65% | 70% | 75% | 80%
|  | Chosen | Bulb |  | 46% | 42.8% | 39.6% | 36.4% | 33.2% | 30% | 27.5% | 25% | 22.5% | 20%
|  |  | Tubelight |  | 43% | 40.4% | 37.8% | 35.2% | 32.6% | 30% | 28.75% | 27.5% | 26.25% | 25%
|  |  | CFL |  | 9% | 13.2% | 17.4% | 14.2% | 11% | 30% | 31.25% | 32.5% | 33.75% | 35%
|  |  | LED |  | 1% | 2.8% | 4.6% | 1.4% | -1.8% | 10% | 12.5% | 15% | 17.5% | 20%
Weighted Wattage Level | bar: 2052
|  | A |  |  | 4.107e-08 | 3.9196e-08 | 3.7322e-08 | 3.3938e-08 | 3.0554e-08 | 3.17e-08 | 3.0237e-08 | 2.8775e-08 | 2.7312e-08 | 2.585e-08
|  | B |  |  | 4.107e-08 | 3.9196e-08 | 3.5297e-08 | 3.1398e-08 | 2.7499e-08 | 2.36e-08 | 2.18e-08 | 2e-08 | 1.82e-08 | 1.64e-08
|  | C |  |  | 4.107e-08 | 3.9196e-08 | 3.4385e-08 | 2.9573e-08 | 2.4762e-08 | 1.995e-08 | 1.8068e-08 | 1.6185e-08 | 1.4303e-08 | 1.242e-08
|  | D |  |  | 4.107e-08 | 3.9196e-08 | 3.3147e-08 | 2.7098e-08 | 2.1049e-08 | 1.5e-08 | 1.4005e-08 | 1.301e-08 | 1.2015e-08 | 1.102e-08
|  | Chosen |  |  | 4.107e-08 | 3.9196e-08 | 3.7322e-08 | 3.3938e-08 | 3.0554e-08 | 3.17e-08 | 3.0237e-08 | 2.8775e-08 | 2.7312e-08 | 2.585e-08
Penetration level of Appliances | bar: 2052
|  | Trajectory | Type of appliance | Efficiency level | 2007 | 2012 | 2017 | 2022 | 2027 | 2032 | 2037 | 2042 | 2047 | 2052
|  | A |  | Low | 98% | 98% | 98% | 98% | 98% | 98% | 98% | 98% | 98% | 98%
Medium | bar: 2007 to 2052
High | bar: 2007 to 2052
|  | B |  | Low | 98% | 98% | 88.5% | 79% | 69.5% | 60% | 55% | 50% | 45% | 40%
|  |  |  | Medium | 1% | 1% | 8.25% | 15.5% | 22.75% | 30% | 32.5% | 35% | 37.5% | 40%
|  |  |  | High | 1% | 1% | 3.25% | 5.5% | 7.75% | 10% | 12.5% | 15% | 17.5% | 20%
|  | C |  | Low | 98% | 98% | 78.5% | 59% | 39.5% | 20% | 17.75% | 15.5% | 13.25% | 11%
|  |  |  | Medium | 1% | 1% | 13.25% | 25.5% | 37.75% | 50% | 47.25% | 44.5% | 41.75% | 39%
|  |  |  | High | 1% | 1% | 8.25% | 15.5% | 22.75% | 30% | 35% | 40% | 45% | 50%
|  | D |  | Low | 98% | 98% | 76% | 54% | 32% | 10% | 7.75% | 5.5% | 3.25% | 1%
|  |  |  | Medium | 1% | 1% | 10.75% | 20.5% | 30.25% | 40% | 32.25% | 24.5% | 16.75% | 9%
|  |  |  | High | 1% | 1% | 13.25% | 25.5% | 37.75% | 50% | 60% | 70% | 80% | 90%
|  | Chosen |  | Low | 98% | 98% | 98% | 98% | 98% | 98% | 98% | 98% | 98% | 98%
Medium | bar: 2007 to 2052
High | bar: 2007 to 2052
Ceiling Fans
Weighted Wattage | bar: 2052
|  | A |  |  | 7.426e-08 | 7.426e-08 | 7.2664e-08 | 7.1102e-08 | 6.9574e-08 | 6.8079e-08 | 6.6616e-08 | 6.5184e-08 | 6.3784e-08 | 6.2413e-08
|  | B |  |  | 7.426e-08 | 7.426e-08 | 6.9867e-08 | 6.5643e-08 | 6.1583e-08 | 5.7683e-08 | 5.487e-08 | 5.2176e-08 | 4.9599e-08 | 4.7133e-08
|  | C |  |  | 7.426e-08 | 7.426e-08 | 6.627e-08 | 5.8651e-08 | 5.1391e-08 | 4.448e-08 | 4.2138e-08 | 3.9936e-08 | 3.7872e-08 | 3.594e-08
|  | D |  |  | 7.426e-08 | 7.426e-08 | 6.444e-08 | 5.5127e-08 | 4.6305e-08 | 3.796e-08 | 3.4853e-08 | 3.1985e-08 | 2.935e-08 | 2.694e-08
|  | Chosen |  |  | 7.426e-08 | 7.426e-08 | 7.2664e-08 | 7.1102e-08 | 6.9574e-08 | 6.8079e-08 | 6.6616e-08 | 6.5184e-08 | 6.3784e-08 | 6.2413e-08
Televisions
Weighted Wattage
|  | A |  |  | 7.935e-08 | 7.935e-08 | 7.7973e-08 | 7.662e-08 | 7.5291e-08 | 7.3984e-08 | 7.2701e-08 | 7.144e-08 | 7.0201e-08 | 6.8983e-08
|  | B |  |  | 7.935e-08 | 7.935e-08 | 7.5519e-08 | 7.1828e-08 | 6.8272e-08 | 6.4849e-08 | 6.2373e-08 | 5.9997e-08 | 5.7718e-08 | 5.5533e-08
|  | C |  |  | 7.935e-08 | 7.935e-08 | 7.2358e-08 | 6.5679e-08 | 5.9306e-08 | 5.323e-08 | 5.1159e-08 | 4.921e-08 | 4.738e-08 | 4.5665e-08
|  | D |  |  | 7.935e-08 | 7.935e-08 | 7.0743e-08 | 6.2568e-08 | 5.4814e-08 | 4.747e-08 | 4.472e-08 | 4.2181e-08 | 3.9848e-08 | 3.7715e-08
|  | Chosen |  |  | 7.935e-08 | 7.935e-08 | 7.7973e-08 | 7.662e-08 | 7.5291e-08 | 7.3984e-08 | 7.2701e-08 | 7.144e-08 | 7.0201e-08 | 6.8983e-08
Refrigirators
Weighted Wattage
|  | A |  |  | 4.0949e-07 | 4.0949e-07 | 3.9533e-07 | 3.8166e-07 | 3.6847e-07 | 3.5573e-07 | 3.4344e-07 | 3.3157e-07 | 3.2012e-07 | 3.0906e-07
|  | B |  |  | 4.0949e-07 | 4.0949e-07 | 3.7517e-07 | 3.4348e-07 | 3.1425e-07 | 2.8737e-07 | 2.695e-07 | 2.5295e-07 | 2.3766e-07 | 2.2355e-07
|  | C |  |  | 4.0949e-07 | 4.0949e-07 | 3.5189e-07 | 2.9934e-07 | 2.5155e-07 | 2.0827e-07 | 1.9737e-07 | 1.8731e-07 | 1.7806e-07 | 1.6958e-07
|  | D |  |  | 4.0949e-07 | 4.0949e-07 | 3.4314e-07 | 2.827e-07 | 2.2786e-07 | 1.7831e-07 | 1.6578e-07 | 1.5437e-07 | 1.4405e-07 | 1.3476e-07 | 0
|  | Chosen |  |  | 4.0949e-07 | 4.0949e-07 | 3.9533e-07 | 3.8166e-07 | 3.6847e-07 | 3.5573e-07 | 3.4344e-07 | 3.3157e-07 | 3.2012e-07 | 3.0906e-07
Room airconditioners
Weighted Wattage
|  | A |  |  | 1.8111e-06 | 1.8111e-06 | 1.7905e-06 | 1.7701e-06 | 1.75e-06 | 1.7301e-06 | 1.7104e-06 | 1.691e-06 | 1.6718e-06 | 1.6528e-06
|  | B |  |  | 1.8111e-06 | 1.8111e-06 | 1.7429e-06 | 1.6739e-06 | 1.6044e-06 | 1.5343e-06 | 1.4795e-06 | 1.4254e-06 | 1.3721e-06 | 1.3196e-06
|  | C |  |  | 1.8111e-06 | 1.8111e-06 | 1.6738e-06 | 1.5365e-06 | 1.3995e-06 | 1.2628e-06 | 1.2053e-06 | 1.1507e-06 | 1.099e-06 | 1.0501e-06
|  | D |  |  | 1.8111e-06 | 1.8111e-06 | 1.6295e-06 | 1.4507e-06 | 1.2748e-06 | 1.1017e-06 | 1.0197e-06 | 9.436e-07 | 8.7319e-07 | 8.083e-07
|  | Chosen |  |  | 1.8111e-06 | 1.8111e-06 | 1.7905e-06 | 1.7701e-06 | 1.75e-06 | 1.7301e-06 | 1.7104e-06 | 1.691e-06 | 1.6718e-06 | 1.6528e-06
Fixed assumptions
|  | Demand for appliances |  |  | 2052: # of appliances
Urban/Rural (Millions)
|  |  | Description | Notes | 2007 | 2012 | 2017 | 2022 | 2027 | 2032 | 2037 | 2042 | 2047 | 2052
|  |  | Lighting |  | 630.9082 | 802.3992 | 986.1486 | 1197.9133 | 1428.4173 | 1685.7176 | 1917.765 | 2171.7593 | 2432.4081 | 2713.5817
|  |  | Ceiling fans |  | 233.3482 | 305.1339 | 408.1948 | 532.9686 | 676.4012 | 842.8588 | 958.8825 | 1085.8796 | 1216.204 | 1356.7909
|  |  | Televisions |  | 102.4931 | 122.9251 | 179.2571 | 250.2926 | 335.3115 | 436.9065 | 486.1558 | 538.6133 | 590.2822 | 644.4757
|  |  | Refrigirators |  | 36.3349 | 47.4138 | 88.4801 | 139.6479 | 200.6984 | 273.185 | 307.8483 | 344.9951 | 382.0026 | 421.0177
|  |  | Room Air Conditioners |  | 4.3584 | 11.6 | 42.6702 | 85.3886 | 141.0212 | 212.0786 | 270.9928 | 339.0615 | 414.1465 | 498.865
|  | Penetration: Other Appliances |  |  | Urban/Rural (Millions) 2052: % of appliances
Urban/Rural (Millions)
|  |  | Description | Notes | 2007 | 2012 | 2017 | 2022 | 2027 | 2032 | 2037 | 2042 | 2047 | 2052
|  |  | Others |  | 20% | 20.5% | 21.62% | 22.75% | 23.87% | 25% | 26.25% | 27.5% | 28.75% | 30%
Weighted hours of usage
Hours/year
|  |  | Description | Notes | 2007 | 2012 | 2017 | 2022 | 2027 | 2032 | 2037 | 2042 | 2047 | 2052
|  |  | Lighting |  | 1350 | 1380 | 1435 | 1490 | 1545 | 1600 | 1625 | 1650 | 1675 | 1700
|  |  | Ceiling fans |  | 1200 | 1260 | 1320 | 1380 | 1440 | 1500 | 1530 | 1560 | 1590 | 1620
|  |  | Televisions |  | 2190 | 2190 | 2190 | 2190 | 2190 | 2190 | 2190 | 2190 | 2190 | 2190
Refrigirators | bar: 2007 to 2052
|  |  | Room Air Conditioners |  | 720 | 792 | 954 | 1116 | 1278 | 1440 | 1500 | 1560 | 1620 | 1680
Number of households
Millions
|  |  | Description | Notes | 2007 | 2012 | 2017 | 2022 | 2027 | 2032 | 2037 | 2042 | 2047 | 2052
|  |  | Urban |  | 69.187 | 88.6476 | 96.982 | 110.2662 | 128.5405 | 144.1628 | 164.6738 | 181.9482 | 205.5712 | 234.3121
|  |  | Rural |  | 157.1584 | 170.8705 | 180.5245 | 190.0987 | 196.7069 | 203.5823 | 207.2619 | 211.391 | 210.6038 | 219.7611
|  | Average Consumption |  | GW
|  |  | Description | Comsumption
|  |  | Bulb | 6e-08
|  |  | Tubelight | 2.8e-08
|  |  | CFL | 1.5e-08
|  |  | LED | 8e-09 | bar: Millions 2052
[5 empty] | 2007 | 2012 | 2017 | 2022 | 2027 | 2032 | 2037 | 2042 | 2047 | 2052
|  | Celing Fans | Low |  | 7.5e-08 | 7.5e-08 | 7.3383e-08 | 7.1801e-08 | 7.0253e-08 | 6.8739e-08 | 6.7257e-08 | 6.5807e-08 | 6.4388e-08 | 6.3e-08
|  |  | Medium |  | 5.1e-08 | 5.1e-08 | 4.9826e-08 | 4.868e-08 | 4.756e-08 | 4.6465e-08 | 4.5396e-08 | 4.4351e-08 | 4.333e-08 | 4.2333e-08
|  |  | High |  | 2.5e-08 | 2.5e-08 | 2.5e-08 | 2.5e-08 | 2.5e-08 | 2.5e-08 | 2.5e-08 | 2.5e-08 | 2.5e-08 | 2.5e-08
|  | Televisions | Low |  | 8e-08 | 8e-08 | 7.8605e-08 | 7.7235e-08 | 7.5888e-08 | 7.4565e-08 | 7.3265e-08 | 7.1988e-08 | 7.0733e-08 | 6.95e-08
|  |  | Medium |  | 5.9e-08 | 5.9e-08 | 5.7982e-08 | 5.6982e-08 | 5.5999e-08 | 5.5033e-08 | 5.4084e-08 | 5.3151e-08 | 5.2234e-08 | 5.1333e-08
|  |  | High |  | 3.6e-08 | 3.6e-08 | 3.6e-08 | 3.6e-08 | 3.6e-08 | 3.6e-08 | 3.6e-08 | 3.6e-08 | 3.6e-08 | 3.6e-08
|  | Refrigirators | Low |  | 4.144e-07 | 4.144e-07 | 3.9999e-07 | 3.8608e-07 | 3.7265e-07 | 3.5969e-07 | 3.4718e-07 | 3.351e-07 | 3.2345e-07 | 3.122e-07
|  |  | Medium |  | 2.1e-07 | 2.1e-07 | 2.0637e-07 | 2.0281e-07 | 1.993e-07 | 1.9586e-07 | 1.9247e-07 | 1.8915e-07 | 1.8588e-07 | 1.8267e-07
|  |  | High |  | 1.28e-07 | 1.28e-07 | 1.28e-07 | 1.28e-07 | 1.28e-07 | 1.28e-07 | 1.28e-07 | 1.28e-07 | 1.28e-07 | 1.28e-07
|  | Room Air Conditioners | Low |  | 1.825e-06 | 1.825e-06 | 1.8043e-06 | 1.7839e-06 | 1.7637e-06 | 1.7437e-06 | 1.7239e-06 | 1.7044e-06 | 1.6851e-06 | 1.666e-06
|  |  | Medium |  | 1.507e-06 | 1.507e-06 | 1.4731e-06 | 1.4399e-06 | 1.4075e-06 | 1.3758e-06 | 1.3448e-06 | 1.3145e-06 | 1.2849e-06 | 1.256e-06
|  |  | High |  | 7.54e-07 | 7.54e-07 | 7.54e-07 | 7.54e-07 | 7.54e-07 | 7.54e-07 | 7.54e-07 | 7.54e-07 | 7.54e-07 | 7.54e-07
|  | Annual Usage of Kerosene for Lighting per Household |  |  | 2007: 1.1042e-07; 2012: TWh
Percentage of Households using the categories of electric lighting and appliances
|  | Appliance | Region |  | 2007 | 2012 | 2017 | 2022 | 2027 | 2032 | 2037 | 2042 | 2047 | 2052
|  | Lighting | Urban |  | 93% | 93.4% | 93.8% | 94.2% | 94.6% | 95% | 96.25% | 97.5% | 98.75% | 100%
|  |  | Rural |  | 60% | 67% | 74% | 81% | 88% | 95% | 96.25% | 97.5% | 98.75% | 100%
|  | Ceiling Fans | Urban |  | 86% | 87.8% | 89.6% | 91.4% | 93.2% | 95% | 96.25% | 97.5% | 98.75% | 100%
|  |  | Rural |  | 46% | 55.8% | 65.6% | 75.4% | 85.2% | 95% | 96.25% | 97.5% | 98.75% | 100%
|  | Televisions | Urban |  | 71% | 71.8% | 75.1% | 78.4% | 81.7% | 85% | 87.5% | 90% | 92.5% | 95%
|  |  | Rural |  | 33% | 36.4% | 47.3% | 58.2% | 69.1% | 80% | 83.75% | 87.5% | 91.25% | 95%
|  | Refrigerators | Urban |  | 37% | 39.6% | 47.2% | 54.8% | 62.4% | 70% | 72.5% | 75% | 77.5% | 80%
|  |  | Rural |  | 6% | 8.8% | 21.6% | 34.4% | 47.2% | 60% | 63.75% | 67.5% | 71.25% | 75%
|  | Room Air Conditioners | Urban |  | 3% | 5.4% | 14.05% | 22.7% | 31.35% | 40% | 45% | 50% | 55% | 60%
|  |  | Rural |  | 1% | 2.8% | 9.6% | 16.4% | 23.2% | 30% | 35% | 40% | 45% | 50%
|  | Kerosene | Urban |  | 7% | 6.6% | 6.2% | 5.8% | 5.4% | 5% | 3.75% | 2.5% | 1.25% | 0%
|  |  | Rural |  | 40% | 33% | 26% | 19% | 12% | 5% | 3.75% | 2.5% | 1.25% | 0%
|  | Number of households using kerosene for lighting |  |  | 2052: Millions
|  |  | Region |  | 2007 | 2012 | 2017 | 2022 | 2027 | 2032 | 2037 | 2042 | 2047 | 2052
|  |  | Urban |  | 4.8431 | 5.8507 | 6.0129 | 6.3954 | 6.9412 | 7.2081 | 6.1753 | 4.5487 | 2.5696 | 0
|  |  | Rural |  | 62.8634 | 56.3873 | 46.9364 | 36.1187 | 23.6048 | 10.1791 | 7.7723 | 5.2848 | 2.6325 | 0
Derived assumptions
Weighted average of efficiency
|  | Vector | Description | Notes | 2007 | 2012 | 2017 | 2022 | 2027 | 2032 | 2037 | 2042 | 2047 | 2052
|  |  | Lighting |  | 4.107e-08 | 3.9196e-08 | 3.7322e-08 | 3.3938e-08 | 3.0554e-08 | 3.17e-08 | 3.0237e-08 | 2.8775e-08 | 2.7312e-08 | 2.585e-08
|  |  | Ceiling fans |  | 7.426e-08 | 7.426e-08 | 7.2664e-08 | 7.1102e-08 | 6.9574e-08 | 6.8079e-08 | 6.6616e-08 | 6.5184e-08 | 6.3784e-08 | 6.2413e-08
|  |  | Televisions |  | 7.935e-08 | 7.935e-08 | 7.7973e-08 | 7.662e-08 | 7.5291e-08 | 7.3984e-08 | 7.2701e-08 | 7.144e-08 | 7.0201e-08 | 6.8983e-08
|  |  | Refrigirators |  | 4.0949e-07 | 4.0949e-07 | 3.9533e-07 | 3.8166e-07 | 3.6847e-07 | 3.5573e-07 | 3.4344e-07 | 3.3157e-07 | 3.2012e-07 | 3.0906e-07
|  |  | Room Acs |  | 1.8111e-06 | 1.8111e-06 | 1.7905e-06 | 1.7701e-06 | 1.75e-06 | 1.7301e-06 | 1.7104e-06 | 1.691e-06 | 1.6718e-06 | 1.6528e-06
| IX | Building envelope energy savings [1] | bar: 2007 to 2052
|  |  | Description | Notes | 2007 | 2012 | 2017 | 2022 | 2027 | 2032 | 2037 | 2042 | 2047 | 2052
|  | S.01r | Domestic buildings |  | 0% | 0% | -3.588e-13% | 0% | -1.201e-13% | 0% | 1.849e-13% | -2.408e-13% | 2.277e-13% | -3.355e-13%
[1] Derived from sheet IX: Building design and envelope optimization
Methodology
|  |  |  | Units | 2007 | 2012 | 2017 | 2022 | 2027 | 2032 | 2037 | 2042 | 2047 | 2052
Lighting
|  | No of Appliances |  |  | 630908182.9859 | 802399163.8673 | 986148601.6848 | 1197913310.5562 | 1428417329.6733 | 1685717611.4111 | 1917765003.1225 | 2171759291.5058 | 2432408088.6997 | 2713581748.5319
| x | Weighted usage hours |  | Hours | 1350 | 1380 | 1435 | 1490 | 1545 | 1600 | 1625 | 1650 | 1675 | 1700
| x | Weighted average of Wattage Efficiency |  | GW | 4.107e-08 | 3.9196e-08 | 3.7322e-08 | 3.3938e-08 | 3.0554e-08 | 3.17e-08 | 3.0237e-08 | 2.8775e-08 | 2.7312e-08 | 2.585e-08
| = | Total demand by lighting |  | TWh/year | 35.0043 | 43.4319 | 52.8514 | 60.6171 | 67.476 | 85.5582 | 94.2957 | 103.183 | 111.3551 | 119.33
Ceiling fans
|  | Demand scenario |  |  | 233348234.1629 | 305133903.7173 | 408194798.3577 | 532968646.8975 | 676401216.7924 | 842858805.7055 | 958882501.5613 | 1085879645.7529 | 1216204044.3498 | 1356790874.2659
| x | Weighted usage hours |  | Hours | 1200 | 1260 | 1320 | 1380 | 1440 | 1500 | 1530 | 1560 | 1590 | 1620
| x | Weighted average of efficiency |  | GW | 7.426e-08 | 7.426e-08 | 7.2664e-08 | 7.1102e-08 | 6.9574e-08 | 6.8079e-08 | 6.6616e-08 | 6.5184e-08 | 6.3784e-08 | 6.2413e-08
| = | Total demand by ceiling fans |  | TWh/year | 20.8084 | 28.5702 | 39.1793 | 52.331 | 67.8124 | 86.1298 | 97.798 | 110.4958 | 123.427 | 137.2785
Televisions
|  | Demand scenario |  |  | 102493104.1833 | 122925133.6292 | 179257122.5965 | 250292578.6695 | 335311500.0292 | 436906537.0773 | 486155831.3149 | 538613271.5014 | 590282178.8212 | 644475665.2763
| x | Weighted usage hours |  | Hours | 2190 | 2190 | 2190 | 2190 | 2190 | 2190 | 2190 | 2190 | 2190 | 2190
| x | Weighted average of efficiency |  | GW | 7.935e-08 | 7.935e-08 | 7.7973e-08 | 7.662e-08 | 7.5291e-08 | 7.3984e-08 | 7.2701e-08 | 7.144e-08 | 7.0201e-08 | 6.8983e-08
| = | Total demand by televisions |  | TWh/year | 17.8231 | 21.3761 | 30.6311 | 42.0273 | 55.3262 | 70.8387 | 77.4564 | 84.3256 | 90.812 | 97.4299
Refrigirators
|  | Demand scenario |  |  | 36334917.8208 | 47413812.1984 | 88480115.1392 | 139647881.7011 | 200698436.6758 | 273184957.4935 | 307848346.1113 | 344995069.8554 | 382002618.2381 | 421017687.687
| x | Weighted usage hours |  | Hours | bar: 2007 to 2052
| x | Weighted average of efficiency |  | GW | 4.0949e-07 | 4.0949e-07 | 3.9533e-07 | 3.8166e-07 | 3.6847e-07 | 3.5573e-07 | 3.4344e-07 | 3.3157e-07 | 3.2012e-07 | 3.0906e-07
| = | Total demand by refrigirators |  | TWh/year | 14.8789 | 19.4156 | 34.979 | 53.2984 | 73.9511 | 97.1809 | 105.7274 | 114.3912 | 122.2863 | 130.1208
Room Air Conditioners
|  | Demand scenario |  |  | 4358389.5268 | 11600012.6888 | 42670226.4892 | 85388620.9814 | 141021190.7097 | 212078572.6274 | 270992761.0905 | 339061531.0496 | 414146547.1174 | 498865042.7794
| x | Weighted usage hours |  | Hours | 720 | 792 | 954 | 1116 | 1278 | 1440 | 1500 | 1560 | 1620 | 1680
| x | Weighted average of efficiency |  | GW | 1.8111e-06 | 1.8111e-06 | 1.7905e-06 | 1.7701e-06 | 1.75e-06 | 1.7301e-06 | 1.7104e-06 | 1.691e-06 | 1.6718e-06 | 1.6528e-06
| = | Total demand by room airconditioners |  | TWh/year | 5.6872 | 16.6504 | 72.9368 | 168.799 | 315.612 | 528.7265 | 695.7526 | 895.0428 | 1122.3938 | 1386.1326
|  | Total demand by above appliances |  | TWh/year | 94.2019 | 129.4442 | 230.5776 | 377.0728 | 580.1778 | 868.434 | 1071.0301 | 1307.4385 | 1570.2743 | 1870.2919
|  | Total demand by others |  | TWh/year | 23.5505 | 33.3787 | 63.6203 | 111.0473 | 181.9605 | 289.478 | 381.2141 | 495.9249 | 633.6195 | 801.5537
|  | Total demand by all appliances |  | TWh/year | 117.7524 | 162.8229 | 294.1978 | 488.1202 | 762.1383 | 1157.912 | 1452.2442 | 1803.3634 | 2203.8938 | 2671.8455
Application of green building envelope savings
|  | Total demand by lighting |  | TWh/year | 35.0043 | 43.4319 | 52.8514 | 60.6171 | 67.476 | 85.5582 | 94.2957 | 103.183 | 111.3551 | 119.33
|  | Total demand by room airconditoners |  | TWh/year | 5.6872 | 16.6504 | 72.9368 | 168.799 | 315.612 | 528.7265 | 695.7526 | 895.0428 | 1122.3938 | 1386.1326
|  | Total demand by ceiling fans |  | TWh/year | 20.8084 | 28.5702 | 39.1793 | 52.331 | 67.8124 | 86.1298 | 97.798 | 110.4958 | 123.427 | 137.2785
|  | Total demand applicable for green building savings |  | TWh/year | 61.4999 | 88.6525 | 164.9675 | 281.7471 | 450.9004 | 700.4144 | 887.8463 | 1108.7217 | 1357.176 | 1642.7411
|  | Energy savings due to building design and envelope optimization |  | % | 0% | 0% | -3.588e-13% | 0% | -1.201e-13% | 0% | 1.849e-13% | -2.408e-13% | 2.277e-13% | -3.355e-13%
|  | Overall Enerrgy Savings Due to Building EnvelopeOptimization |  | TWh/year | 0 | 0 | -5.9191e-13 | 0 | -5.4145e-13 | 0 | 1.6414e-12 | -2.6703e-12 | 3.0901e-12 | -5.511e-12
|  | Net energy demand |  |  | 117.7524 | 162.8229 | 294.1978 | 488.1202 | 762.1383 | 1157.912 | 1452.2442 | 1803.3634 | 2203.8938 | 2671.8455
Consumption of kerosene
|  | Urban |  | TWh | 0.53476 | 0.64602 | 0.66392 | 0.70616 | 0.76642 | 0.7959 | 0.68185 | 0.50225 | 0.28373 | 0
|  | Rural |  | TWh | 6.9412 | 6.2261 | 5.1826 | 3.9881 | 2.6064 | 1.1239 | 0.85819 | 0.58353 | 0.29068 | 0
|  | Total |  | TWh | 7.4759 | 6.8721 | 5.8465 | 4.6943 | 3.3728 | 1.9198 | 1.54 | 1.0858 | 0.57441 | 0
Fuel Demand
| V.01 | Electricity (delivered to end user) |  | TWh | 117.7524 | 162.8229 | 294.1978 | 488.1202 | 762.1383 | 1157.912 | 1452.2442 | 1803.3634 | 2203.8938 | 2671.8455
| V.04 | Liquid hydrocarbons |  | TWh | 7.4759 | 6.8721 | 5.8465 | 4.6943 | 3.3728 | 1.9198 | 1.54 | 1.0858 | 0.57441 | 0
Emissions |  | CO2 |  | Mt CO2e | 1.994 | 1.833 | 1.5594 | 1.2521 | 0.8996 | 0.51207 | 0.41077 | 0.2896 | 0.15321 | 0
|  | CH4 |  | Mt CO2e | 0 | 0 | 0 | 0 | 0 | 0 | 0 | 0 | 0 | 0
|  | N2O |  | Mt CO2e | 0 | 0 | 0 | 0 | 0 | 0 | 0 | 0 | 0 | 0
Outputs
|  | Energy produced and required |  |  | 2052: TWh
|  | Vector | Name | Notes | 2007 | 2012 | 2017 | 2022 | 2027 | 2032 | 2037 | 2042 | 2047 | 2052
|  | L.01 | Domestic Lighting & appliances |  | 125.2283 | 169.6951 | 300.0443 | 492.8144 | 765.5111 | 1159.8319 | 1453.7842 | 1804.4492 | 2204.4682 | 2671.8455
|  | S.01 | Green Building Design & Envelope Savings |  | 0 | 0 | 5.9191e-13 | 0 | 5.4145e-13 | 0 | -1.6414e-12 | 2.6703e-12 | -3.0901e-12 | 5.511e-12
|  | V.04 | Liquid hydrocarbons |  | -7.4759 | -6.8721 | -5.8465 | -4.6943 | -3.3728 | -1.9198 | -1.54 | -1.0858 | -0.57441 | 0
|  | V.01 | Electricity (delivered to end user) |  | -117.7524 | -162.8229 | -294.1978 | -488.1202 | -762.1383 | -1157.912 | -1452.2442 | -1803.3634 | -2203.8938 | -2671.8455
|  | Total |  |  | 0 | 0 | 0 | 0 | 0 | 0 | 0 | 0 | 0 | 0
Emissions
|  | Greenhouse gas emissions |  |  | 2052: Mt CO2e
|  | GHG | IPCC Sector | Notes | 2007 | 2012 | 2017 | 2022 | 2027 | 2032 | 2037 | 2042 | 2047 | 2052
|  | CO2 | 1A | Fuel Combustion | 1.994 | 1.833 | 1.5594 | 1.2521 | 0.8996 | 0.51207 | 0.41077 | 0.2896 | 0.15321 | 0
|  | CH4 | 1A | Fuel Combustion | 0 | 0 | 0 | 0 | 0 | 0 | 0 | 0 | 0 | 0
|  | N2O | 1A | Fuel Combustion | 0 | 0 | 0 | 0 | 0 | 0 | 0 | 0 | 0 | 0
|  | Total |  |  | - | 1.833 | 1.5594 | 1.2521 | 0.8996 | 0.51207 | 0.41077 | 0.2896 | 0.15321 | 0
|  | Other emissions to the atmosphere |  |  | 2052: kte/yr
|  | Vector | Name | IPCC Sector | 2007 | 2012 | 2017 | 2022 | 2027 | 2032 | 2037 | 2042 | 2047 | 2052
|  | AQ.01 | PM10 | 1A | 0 | 0 | 0 | 0 | 0 | 0 | 0 | 0 | 0 | 0
|  | AQ.02 | NOX | 1A | 0 | 0 | 0 | 0 | 0 | 0 | 0 | 0 | 0 | 0
|  | AQ.03 | SO2 | 1A | 0 | 0 | 0 | 0 | 0 | 0 | 0 | 0 | 0 | 0
|  | AQ.04 | NMVOC | 1A | 0 | 0 | 0 | 0 | 0 | 0 | 0 | 0 | 0 | 0
Information
|  | Vector | Information type | Notes | 2007 | 2010 | 2015 | 2020 | 2025 | 2030 | 2035 | 2040 | 2045 | 2050
£(2000) 2116
Note on F17: himanshu: Sum doesn’t add up to 100%
Note on F21: himanshu: Sum doesn’t add up to 100%
Note on F25: himanshu: Sum doesn’t add up to 100%
Note on F29: himanshu: Sum doesn’t add up to 100%
Note on F101: himanshu: Lighting & appliances demand need to be linked with population
Note on C141: Astha Ummat: Value in Kwh/year

## X.b
X | Lighting and appliances
X.b | Commercial Lighting & Appliances
Trajectory choice
|  |  | Component | Trajectory
|  |  | (i) Demand | 1
Trajectory assumptions
Technology penetration level
%
|  |  | Scenario | High | Med | Low
|  |  | A | 0% | 50% | 50%
|  |  | B | 30% | 50% | 20%
|  |  | C | 50% | 40% | 10%
|  |  | D | 80% | 20% | 0%
|  | Chosen |  | 0% | 50% | 50%
Penetration by scenario over years
|  |  |  | 2007 | 2012 | 2013 | 2014 | 2015 | 2016 | 2017 | 2018 | 2019 | 2020 | 2021 | 2022 | 2023 | 2024 | 2025 | 2026 | 2027 | 2028 | 2029 | 2030 | 2031 | 2032 | 2033 | 2034 | 2035 | 2036 | 2037 | 2038 | 2039 | 2040 | 2041 | 2042 | 2043 | 2044 | 2045 | 2046 | 2047 | 2048 | 2049 | 2050 | 2051 | 2052
|  | Low | A | 50% | 50% | 50% | 50% | 50% | 50% | 50% | 50% | 50% | 50% | 50% | 50% | 50% | 50% | 50% | 50% | 50% | 50% | 50% | 50% | 50% | 50% | 50% | 50% | 50% | 50% | 50% | 50% | 50% | 50% | 50% | 50% | 50% | 50% | 50% | 50% | 50% | 50% | 50% | 50% | 50% | 50%
|  |  | B | 50% | 50% | 47.76% | 45.62% | 43.58% | 41.63% | 39.76% | 37.98% | 36.28% | 34.66% | 33.11% | 31.62% | 30.21% | 28.85% | 27.56% | 26.33% | 25.15% | 24.02% | 22.95% | 21.92% | 20.94% | 20% | 20% | 20% | 20% | 20% | 20% | 20% | 20% | 20% | 20% | 20% | 20% | 20% | 20% | 20% | 20% | 20% | 20% | 20% | 20% | 20%
|  |  | C | 50% | 50% | 46.13% | 42.57% | 39.28% | 36.24% | 33.44% | 30.85% | 28.47% | 26.27% | 24.23% | 22.36% | 20.63% | 19.04% | 17.56% | 16.21% | 14.95% | 13.8% | 12.73% | 11.75% | 10.84% | 10% | 10% | 10% | 10% | 10% | 10% | 10% | 10% | 10% | 10% | 10% | 10% | 10% | 10% | 10% | 10% | 10% | 10% | 10% | 10% | 10%
|  |  | D | 50% | 50% | 47.5% | 45% | 42.5% | 40% | 37.5% | 35% | 32.5% | 30% | 27.5% | 25% | 22.5% | 20% | 17.5% | 15% | 12.5% | 10% | 7.5% | 5% | 2.5% | 0% | 0% | 0% | 0% | 0% | 0% | 0% | 0% | 0% | 0% | 0% | 0% | 0% | 0% | 0% | 0% | 0% | 0% | 0% | 0% | 0%
|  | Chosen |  | 50% | 50% | 50% | 50% | 50% | 50% | 50% | 50% | 50% | 50% | 50% | 50% | 50% | 50% | 50% | 50% | 50% | 50% | 50% | 50% | 50% | 50% | 50% | 50% | 50% | 50% | 50% | 50% | 50% | 50% | 50% | 50% | 50% | 50% | 50% | 50% | 50% | 50% | 50% | 50% | 50% | 50%
|  | Medium | A | 50% | 50% | 50% | 50% | 50% | 50% | 50% | 50% | 50% | 50% | 50% | 50% | 50% | 50% | 50% | 50% | 50% | 50% | 50% | 50% | 50% | 50% | 50% | 50% | 50% | 50% | 50% | 50% | 50% | 50% | 50% | 50% | 50% | 50% | 50% | 50% | 50% | 50% | 50% | 50% | 50% | 50%
|  |  | B | 50% | 50% | 50% | 50% | 50% | 50% | 50% | 50% | 50% | 50% | 50% | 50% | 50% | 50% | 50% | 50% | 50% | 50% | 50% | 50% | 50% | 50% | 50% | 50% | 50% | 50% | 50% | 50% | 50% | 50% | 50% | 50% | 50% | 50% | 50% | 50% | 50% | 50% | 50% | 50% | 50% | 50%
|  |  | C | 50% | 50% | 49.45% | 48.9% | 48.35% | 47.82% | 47.29% | 46.76% | 46.24% | 45.73% | 45.22% | 44.72% | 44.23% | 43.73% | 43.25% | 42.77% | 42.29% | 41.83% | 41.36% | 40.9% | 40.45% | 40% | 40% | 40% | 40% | 40% | 40% | 40% | 40% | 40% | 40% | 40% | 40% | 40% | 40% | 40% | 40% | 40% | 40% | 40% | 40% | 40%
|  |  | D | 50% | 50% | 47.76% | 45.62% | 43.58% | 41.63% | 39.76% | 37.98% | 36.28% | 34.66% | 33.11% | 31.62% | 30.21% | 28.85% | 27.56% | 26.33% | 25.15% | 24.02% | 22.95% | 21.92% | 20.94% | 20% | 20% | 20% | 20% | 20% | 20% | 20% | 20% | 20% | 20% | 20% | 20% | 20% | 20% | 20% | 20% | 20% | 20% | 20% | 20% | 20%
|  | Chosen |  | 50% | 50% | 50% | 50% | 50% | 50% | 50% | 50% | 50% | 50% | 50% | 50% | 50% | 50% | 50% | 50% | 50% | 50% | 50% | 50% | 50% | 50% | 50% | 50% | 50% | 50% | 50% | 50% | 50% | 50% | 50% | 50% | 50% | 50% | 50% | 50% | 50% | 50% | 50% | 50% | 50% | 50%
|  | High | A | bar: 2007 to 2052
|  |  | B | 0% | 0% | 2.239% | 4.378% | 6.421% | 8.372% | 10.24% | 12.02% | 13.72% | 15.34% | 16.89% | 18.38% | 19.79% | 21.15% | 22.44% | 23.67% | 24.85% | 25.98% | 27.05% | 28.08% | 29.06% | 30% | 30% | 30% | 30% | 30% | 30% | 30% | 30% | 30% | 30% | 30% | 30% | 30% | 30% | 30% | 30% | 30% | 30% | 30% | 30% | 30%
|  |  | C | 0% | 0% | 4.421% | 8.536% | 12.37% | 15.94% | 19.28% | 22.39% | 25.29% | 28% | 30.54% | 32.92% | 35.14% | 37.23% | 39.19% | 41.02% | 42.75% | 44.38% | 45.91% | 47.35% | 48.71% | 50% | 50% | 50% | 50% | 50% | 50% | 50% | 50% | 50% | 50% | 50% | 50% | 50% | 50% | 50% | 50% | 50% | 50% | 50% | 50% | 50%
|  |  | D | 0% | 0% | 4.739% | 9.378% | 13.92% | 18.37% | 22.74% | 27.02% | 31.22% | 35.34% | 39.39% | 43.38% | 47.29% | 51.15% | 54.94% | 58.67% | 62.35% | 65.98% | 69.55% | 73.08% | 76.56% | 80% | 80% | 80% | 80% | 80% | 80% | 80% | 80% | 80% | 80% | 80% | 80% | 80% | 80% | 80% | 80% | 80% | 80% | 80% | 80% | 80%
Chosen | bar: 2007 to 2052
Fixed assumptions | bar: 2007 to 2022
Demand CAGR | bar: 2007 to 2017
%
|  | 2012-2022 | 2022-2032 | 2007: 2032-2042; 2012: 2042-2052
|  | 11.5% | 8.5% | 2007: 5.75%; 2012: 1.25%
Commercial sector electricity consumption | bar: 2007 to 2017
TWh
|  |  | Sector |  | 2007 | 2012 | 2017 | 2022 | 2027 | 2032 | 2037 | 2042 | 2047 | 2052
|  |  | Commercial |  | 69.8374 | 69.8374 | 120.3544 | 207.4132 | 311.8783 | 468.9579 | 620.2056 | 820.2337 | 872.796 | 928.7267
Year on Year Demand | bar: 2007 to 2032
|  |  | Growth Rates |  |  |  | 11.5% | 11.5% | 11.5% | 11.5% | 11.5% | 11.5% | 11.5% | 11.5% | 11.5% | 11.5% | 8.5% | 8.5% | 8.5% | 8.5% | 8.5% | 8.5% | 8.5% | 8.5% | 8.5% | 8.5% | 5.75% | 5.75% | 5.75% | 5.75% | 5.75% | 5.75% | 5.75% | 5.75% | 5.75% | 5.75% | 1.25% | 1.25% | 1.25% | 1.25% | 1.25% | 1.25% | 1.25% | 1.25% | 1.25% | 1.25%
|  |  | Sector |  | 2007 | 2012 | 2013 | 2014 | 2015 | 2016 | 2017 | 2018 | 2019 | 2020 | 2021 | 2022 | 2023 | 2024 | 2025 | 2026 | 2027 | 2028 | 2029 | 2030 | 2031 | 2032 | 2033 | 2034 | 2035 | 2036 | 2037 | 2038 | 2039 | 2040 | 2041 | 2042 | 2043 | 2044 | 2045 | 2046 | 2047 | 2048 | 2049 | 2050 | 2051 | 2052
|  |  | Commercial |  | 69.8374 | 69.8374 | 77.8686 | 86.8235 | 96.8083 | 107.9412 | 120.3544 | 134.1952 | 149.6276 | 166.8348 | 186.0208 | 207.4132 | 225.0434 | 244.172 | 264.9267 | 287.4454 | 311.8783 | 338.3879 | 367.1509 | 398.3587 | 432.2192 | 468.9579 | 495.923 | 524.4385 | 554.5937 | 586.4829 | 620.2056 | 655.8675 | 693.5798 | 733.4607 | 775.6347 | 820.2337 | 830.4866 | 840.8677 | 851.3785 | 862.0208 | 872.796 | 883.706 | 894.7523 | 905.9367 | 917.2609 | 928.7267
End use demand allocation
TWh
|  |  | Type |  | 2007: Percentage; 2012: Consumption*
|  |  | HVAC |  | 2007: 55%; 2012: 38.4105
|  |  | Lighting |  | 2007: 25%; 2012: 17.4593
|  |  | Others |  | 2007: 20%; 2012: 13.9675
*Figures are for year 2012
1e-09
Technologies | bar: 2013; 2016; 2019
|  |  | Type |  | 2012: Lighting; 2015: HVAC; 2018: Others
[5 empty] | Wattage | Hours | Improvement | Wattage | Hours | Improvement | Wattage | Hours | Improvement
|  |  | High |  | 2007: 6e-09; 2012: 2400; 2013: 60%; 2014: 1.4e-06; 2015: 1200; 2016: 25.13%; 2019: 42.57%
|  |  | Medium |  | 2007: 1.1e-08; 2012: 2400; 2013: 26.67%; 2014: 1.57e-06; 2015: 1200; 2016: 16.04%; 2019: 21.35%
|  |  | Low |  | 2007: 1.5e-08; 2012: 2400; 2013: 0%; 2014: 1.87e-06; 2015: 1200; 2016: 0%; 2019: 0%
Derived assumptions | bar: 2007 to 2021
Shares of technology
|  |  | Type | Notes | 2007: Share
|  |  | Low |  | 2007: 50%
|  |  | Medium |  | 2007: 50%
High | bar: 2007
Share in BAU scenario
|  |  | Type | Notes | 2007: Share
|  |  | Low |  | 2007: 20%
|  |  | Medium |  | 2007: 50%
|  |  | High |  | 2007: 30%
| IX | Building envelope energy savings | bar: 2020
|  |  | Description | Notes | 2007 | 2012 | 2017 | 2022 | 2027 | 2032 | 2037 | 2042 | 2047 | 2052
|  | S.01c | Domestic buildings |  | 0.02689% | 0.02697% | 0.02905% | 0.03186% | 0.03495% | 0.03903% | 0.03918% | 0.03933% | 0.03948% | 0.03965%
Penetration of technologies over years
[5 empty] | 2007 | 2012 | 2013 | 2014 | 2015 | 2016 | 2017 | 2018 | 2019 | 2020 | 2021 | 2022 | 2023 | 2024 | 2025 | 2026 | 2027 | 2028 | 2029 | 2030 | 2031 | 2032 | 2033 | 2034 | 2035 | 2036 | 2037 | 2038 | 2039 | 2040 | 2041 | 2042 | 2043 | 2044 | 2045 | 2046 | 2047 | 2048 | 2049 | 2050 | 2051 | 2052
|  | Low |  |  | 50% | 50% | 50% | 50% | 50% | 50% | 50% | 50% | 50% | 50% | 50% | 50% | 50% | 50% | 50% | 50% | 50% | 50% | 50% | 50% | 50% | 50% | 50% | 50% | 50% | 50% | 50% | 50% | 50% | 50% | 50% | 50% | 50% | 50% | 50% | 50% | 50% | 50% | 50% | 50% | 50% | 50%
|  | Medium |  |  | 50% | 50% | 50% | 50% | 50% | 50% | 50% | 50% | 50% | 50% | 50% | 50% | 50% | 50% | 50% | 50% | 50% | 50% | 50% | 50% | 50% | 50% | 50% | 50% | 50% | 50% | 50% | 50% | 50% | 50% | 50% | 50% | 50% | 50% | 50% | 50% | 50% | 50% | 50% | 50% | 50% | 50%
High | bar: 2007 to 2052
Methodology
| 1 | BAU Demand scenario
[5 empty] | 2012 | 2013 | 2014 | 2015 | 2016 | 2017 | 2018 | 2019 | 2020 | 2021 | 2022 | 2023 | 2024 | 2025 | 2026 | 2027 | 2028 | 2029 | 2030 | 2031 | 2032 | 2033 | 2034 | 2035 | 2036 | 2037 | 2038 | 2039 | 2040 | 2041 | 2042 | 2043 | 2044 | 2045 | 2046 | 2047 | 2048 | 2049 | 2050 | 2051 | 2052
|  | CAGR for year on year growth rate |  |  |  | 1.115 | 1.115 | 1.115 | 1.115 | 1.115 | 1.115 | 1.115 | 1.115 | 1.115 | 1.115 | 1.085 | 1.085 | 1.085 | 1.085 | 1.085 | 1.085 | 1.085 | 1.085 | 1.085 | 1.085 | 1.0575 | 1.0575 | 1.0575 | 1.0575 | 1.0575 | 1.0575 | 1.0575 | 1.0575 | 1.0575 | 1.0575 | 1.0125 | 1.0125 | 1.0125 | 1.0125 | 1.0125 | 1.0125 | 1.0125 | 1.0125 | 1.0125 | 1.0125
| x | Lighting Consumption | TWh |  | 2012: 17.4593
| = | Demand for lighting | TWh |  | 17.4593 | 19.4672 | 21.7059 | 24.2021 | 26.9853 | 30.0886 | 33.5488 | 37.4069 | 41.7087 | 46.5052 | 51.8533 | 56.2608 | 61.043 | 66.2317 | 71.8614 | 77.9696 | 84.597 | 91.7877 | 99.5897 | 108.0548 | 117.2395 | 123.9807 | 131.1096 | 138.6484 | 146.6207 | 155.0514 | 163.9669 | 173.395 | 183.3652 | 193.9087 | 205.0584 | 207.6216 | 210.2169 | 212.8446 | 215.5052 | 218.199 | 220.9265 | 223.6881 | 226.4842 | 229.3152 | 232.1817
| = | Final demand for lighting* | TWh |  | 17.4593 | 19.2035 | 21.1219 | 23.2319 | 25.5527 | 28.1054 | 30.913 | 34.0012 | 37.3978 | 41.1338 | 45.2429 | 49.7626 | 54.7338 | 60.2016 | 66.2156 | 72.8303 | 80.1059 | 88.1083 | 96.9101 | 106.5912 | 117.2395 | 123.9807 | 131.1096 | 138.6484 | 146.6207 | 155.0514 | 163.9669 | 173.395 | 183.3652 | 193.9087 | 205.0584 | 207.6216 | 210.2169 | 212.8446 | 215.5052 | 218.199 | 220.9265 | 223.6881 | 226.4842 | 229.3152 | 232.1817
| x | HVAC Consumption | TWh |  | 2012: 38.4105
| = | Demand for consumption | TWh |  | 38.4105 | 42.8278 | 47.7529 | 53.2445 | 59.3677 | 66.1949 | 73.8074 | 82.2952 | 91.7592 | 102.3115 | 114.0773 | 123.7738 | 134.2946 | 145.7097 | 158.095 | 171.5331 | 186.1134 | 201.933 | 219.0973 | 237.7206 | 257.9268 | 272.7576 | 288.4412 | 305.0266 | 322.5656 | 341.1131 | 360.7271 | 381.4689 | 403.4034 | 426.5991 | 451.1285 | 456.7676 | 462.4772 | 468.2582 | 474.1114 | 480.0378 | 486.0383 | 492.1138 | 498.2652 | 504.4935 | 510.7997
|  | Final demand for HVAC* | TWh |  | 38.4105 | 42.2477 | 46.4681 | 51.1102 | 56.216 | 61.8318 | 68.0087 | 74.8026 | 82.2752 | 90.4943 | 99.5345 | 109.4777 | 120.4143 | 132.4434 | 145.6742 | 160.2267 | 176.233 | 193.8383 | 213.2023 | 234.5007 | 257.9268 | 272.7576 | 288.4412 | 305.0266 | 322.5656 | 341.1131 | 360.7271 | 381.4689 | 403.4034 | 426.5991 | 451.1285 | 456.7676 | 462.4772 | 468.2582 | 474.1114 | 480.0378 | 486.0383 | 492.1138 | 498.2652 | 504.4935 | 510.7997
| x | Consumption by other appliances | TWh |  | 2012: 13.9675
| = | Demand by others | TWh |  | 13.9675 | 15.5737 | 17.3647 | 19.3617 | 21.5882 | 24.0709 | 26.839 | 29.9255 | 33.367 | 37.2042 | 41.4826 | 45.0087 | 48.8344 | 52.9853 | 57.4891 | 62.3757 | 67.6776 | 73.4302 | 79.6717 | 86.4438 | 93.7916 | 99.1846 | 104.8877 | 110.9187 | 117.2966 | 124.0411 | 131.1735 | 138.716 | 146.6921 | 155.1269 | 164.0467 | 166.0973 | 168.1735 | 170.2757 | 172.4042 | 174.5592 | 176.7412 | 178.9505 | 181.1873 | 183.4522 | 185.7453
|  | Final demand by others* | TWh |  | 13.9675 | 15.3628 | 16.8975 | 18.5855 | 20.4422 | 22.4843 | 24.7304 | 27.2009 | 29.9183 | 32.907 | 36.1944 | 39.8101 | 43.787 | 48.1612 | 52.9724 | 58.2643 | 64.0847 | 70.4867 | 77.5281 | 85.273 | 93.7916 | 99.1846 | 104.8877 | 110.9187 | 117.2966 | 124.0411 | 131.1735 | 138.716 | 146.6921 | 155.1269 | 164.0467 | 166.0973 | 168.1735 | 170.2757 | 172.4042 | 174.5592 | 176.7412 | 178.9505 | 181.1873 | 183.4522 | 185.7453
|  | Aggregate demand | TWh |  | 69.8374 | 76.8139 | 84.4875 | 92.9276 | 102.2108 | 112.4215 | 123.6521 | 136.0047 | 149.5913 | 164.5351 | 180.9718 | 199.0504 | 218.9351 | 240.8062 | 264.8622 | 291.3214 | 320.4237 | 352.4333 | 387.6406 | 426.365 | 468.9579 | 495.923 | 524.4385 | 554.5937 | 586.4829 | 620.2056 | 655.8675 | 693.5798 | 733.4607 | 775.6347 | 820.2337 | 830.4866 | 840.8677 | 851.3785 | 862.0208 | 872.796 | 883.706 | 894.7523 | 905.9367 | 917.2609 | 928.7267
[5 empty] | 2007 | 2012 | 2017 | 2022 | 2027 | 2032 | 2037 | 2042 | 2047 | 2052
|  | Energy savings due to building design optimization |  | % | 0.02689% | 0.02697% | 0.02905% | 0.03186% | 0.03495% | 0.03903% | 0.03918% | 0.03933% | 0.03948% | 0.03965%
|  | Overall energy savings due to building design optimization |  | TWh | 0.018782 | 0.018836 | 0.032661 | 0.057663 | 0.10182 | 0.18306 | 0.24298 | 0.32258 | 0.34461 | 0.3682
|  | Net aggregate demand |  | TWh | 69.8186 | 69.8185 | 112.3888 | 180.9141 | 291.2195 | 468.7748 | 619.9627 | 819.9111 | 872.4514 | 928.3585
* Interpolation to smoothen out trajectories
| 2 | Demand for other scenarios
[5 empty] | 2012 | 2013 | 2014 | 2015 | 2016 | 2017 | 2018 | 2019 | 2020 | 2021 | 2022 | 2023 | 2024 | 2025 | 2026 | 2027 | 2028 | 2029 | 2030 | 2031 | 2032 | 2033 | 2034 | 2035 | 2036 | 2037 | 2038 | 2039 | 2040 | 2041 | 2042 | 2043 | 2044 | 2045 | 2046 | 2047 | 2048 | 2049 | 2050 | 2051 | 2052
|  | Demand for lighting in BAU scenario |  | TWh | 2012: 17.4593
|  | Factor for lighting |  |  | 2012: 1.18
|  | Demand for lighting in chosen scenario* |  | TWh | 17.4593 | 19.3631 | 21.4744 | 23.8159 | 26.4127 | 29.2927 | 32.4867 | 36.029 | 39.9576 | 44.3145 | 49.1464 | 54.5052 | 60.4484 | 67.0395 | 74.3494 | 82.4563 | 91.4472 | 101.4184 | 112.4768 | 124.7411 | 138.3426 | 146.2973 | 154.7094 | 163.6052 | 173.0124 | 182.9607 | 193.4809 | 204.6061 | 216.3709 | 228.8122 | 241.9689 | 244.9935 | 248.056 | 251.1567 | 254.2961 | 257.4748 | 260.6933 | 263.9519 | 267.2513 | 270.592 | 273.9744
|  | Demand for HVAC in BAU scenario |  | TWh | 2012: 38.4105
|  | Factor for HVAC |  |  | 2012: 1.0754
|  | Demand for HVAC in chosen Scenario* |  | TWh | 38.4105 | 42.4015 | 46.8071 | 51.6705 | 57.0392 | 62.9658 | 69.5081 | 76.7302 | 84.7027 | 93.5035 | 103.2188 | 113.9435 | 125.7825 | 138.8517 | 153.2788 | 169.2049 | 186.7857 | 206.1933 | 227.6173 | 251.2674 | 277.3748 | 293.3238 | 310.19 | 328.0259 | 346.8874 | 366.8334 | 387.9263 | 410.2321 | 433.8204 | 458.7651 | 485.1441 | 491.2084 | 497.3485 | 503.5654 | 509.8599 | 516.2332 | 522.6861 | 529.2197 | 535.8349 | 542.5328 | 549.3145
|  | Demand for total in BAU scenario |  | TWh | 2012: 13.9675
|  | Factor for others |  |  | 2012: 1.1277
|  | Demand for others in chosen Scenario* |  | TWh | 13.9675 | 15.4554 | 17.1018 | 18.9236 | 20.9395 | 23.1701 | 25.6383 | 28.3695 | 31.3916 | 34.7357 | 38.436 | 42.5304 | 47.0611 | 52.0743 | 57.6216 | 63.7599 | 70.5521 | 78.0677 | 86.3841 | 95.5863 | 105.7688 | 111.8505 | 118.2819 | 125.0831 | 132.2754 | 139.8812 | 147.9244 | 156.4301 | 165.4248 | 174.9367 | 184.9956 | 187.308 | 189.6494 | 192.02 | 194.4203 | 196.8505 | 199.3111 | 201.8025 | 204.3251 | 206.8791 | 209.4651
|  | Aggregate Demand |  | TWh | 69.8374 | 77.22 | 85.3833 | 94.41 | 104.3915 | 115.4286 | 127.6332 | 141.1287 | 156.0518 | 172.5536 | 190.8011 | 210.9792 | 233.292 | 257.9656 | 285.2498 | 315.4211 | 348.7849 | 385.6794 | 426.4782 | 471.5948 | 521.4862 | 551.4716 | 583.1812 | 616.7142 | 652.1752 | 689.6753 | 729.3316 | 771.2682 | 815.6161 | 862.5141 | 912.1086 | 923.51 | 935.0538 | 946.742 | 958.5763 | 970.5585 | 982.6905 | 994.9741 | 1007.4113 | 1020.0039 | 1032.754
|  | * Interpolation to smoothen out trajectories |  |  | 2007 | 2012 | 2017 | 2022 | 2027 | 2032 | 2037 | 2042 | 2047 | 2052
|  | Energy savings due to building design optimization |  | % | 0.02689% | 0.02697% | 0.02905% | 0.03186% | 0.03495% | 0.03903% | 0.03918% | 0.03933% | 0.03948% | 0.03965%
|  | Overall energy savings due to building design optimization |  | TWh | 0.018782 | 0.018836 | 0.033535 | 0.060795 | 0.11024 | 0.20356 | 0.2702 | 0.35871 | 0.38321 | 0.40945
|  | Net Aggregate Demand |  | TWh | 69.8186 | 69.8185 | 115.3951 | 190.7404 | 315.3108 | 521.2826 | 689.4051 | 911.7499 | 970.1753 | 1032.3445
|  | Overall aggregate demand for lighting in chosen scenario |  | TWh | 17.4593 | 17.4593 | 29.2927 | 49.1464 | 82.4563 | 138.3426 | 182.9607 | 241.9689 | 257.4748 | 273.9744
|  | Overall aggregate demand for HVAC in chosen scenario |  | TWh | 38.4105 | 38.4105 | 62.9658 | 103.2188 | 169.2049 | 277.3748 | 366.8334 | 485.1441 | 516.2332 | 549.3145
|  | Overall aggregate demand for others in chosen scenario |  | TWh | 13.9675 | 13.9675 | 23.1701 | 38.436 | 63.7599 | 105.7688 | 139.8812 | 184.9956 | 196.8505 | 209.4651
|  | Overall total demand in chosen scenario |  | TWh | 69.8374 | 69.8374 | 115.4286 | 190.8011 | 315.4211 | 521.4862 | 689.6753 | 912.1086 | 970.5585 | 1032.754
|  | Overall energy savings due to building design optimization in chosen scenario |  | TWh | 0.018782 | 0.018836 | 0.033535 | 0.060795 | 0.11024 | 0.20356 | 0.2702 | 0.35871 | 0.38321 | 0.40945
Outputs
|  | Energy produced and required |  | TWh
|  | Vector | Name | Notes | 2007 | 2012 | 2017 | 2022 | 2027 | 2032 | 2037 | 2042 | 2047 | 2052
|  | l.02 | Commercial Lighting & Appliances |  | 69.8374 | 69.8374 | 115.4286 | 190.8011 | 315.4211 | 521.4862 | 689.6753 | 912.1086 | 970.5585 | 1032.754
| ` | S.01 | Green Building Design & Envelope Savings |  | -0.018782 | -0.018836 | -0.033535 | -0.060795 | -0.11024 | -0.20356 | -0.2702 | -0.35871 | -0.38321 | -0.40945
|  | V.01 | Electricity (delivered to end user) |  | -69.8186 | -69.8185 | -115.3951 | -190.7404 | -315.3108 | -521.2826 | -689.4051 | -911.7499 | -970.1753 | -1032.3445
|  | Total |  |  | 0 | 0 | 0 | 0 | 0 | 0 | 0 | 0 | 0 | 0
Emissions
|  | Greenhouse gas emissions |  |  | 2052: Mt CO2e
|  | GHG | IPCC Sector | Notes | 2007 | 2012 | 2017 | 2022 | 2027 | 2032 | 2037 | 2042 | 2047 | 2052
|  | CO2 | 1A | Fuel Combustion | 0 | 0 | 0 | 0 | 0 | 0 | 0 | 0 | 0 | 0
|  | CH4 | 1A | Fuel Combustion | 0 | 0 | 0 | 0 | 0 | 0 | 0 | 0 | 0 | 0
|  | N2O | 1A | Fuel Combustion | 0 | 0 | 0 | 0 | 0 | 0 | 0 | 0 | 0 | 0
|  | Total |  |  | 0 | 0 | 0 | 0 | 0 | 0 | 0 | 0 | 0 | 0
|  | Other emissions to the atmosphere |  |  | 2052: kte/yr
|  | Vector | Name | IPCC Sector | 2007 | 2012 | 2017 | 2022 | 2027 | 2032 | 2037 | 2042 | 2047 | 2052
|  | AQ.01 | PM10 | 1A | 0 | 0 | 0 | 0 | 0 | 0 | 0 | 0 | 0 | 0
|  | AQ.02 | NOX | 1A | 0 | 0 | 0 | 0 | 0 | 0 | 0 | 0 | 0 | 0
|  | AQ.03 | SO2 | 1A | 0 | 0 | 0 | 0 | 0 | 0 | 0 | 0 | 0 | 0
|  | AQ.04 | NMVOC | 1A | 0 | 0 | 0 | 0 | 0 | 0 | 0 | 0 | 0 | 0
Information
Information summary
|  | Vector | Information type | Notes | 2007 | 2012 | 2017 | 2022 | 2027 | 2032 | 2037 | 2042 | 2047 | 2052
[47 empty] | 0 | 0 | 0 | 0 | 0 | 0 | 0 | 0 | 0 | 0 | 0 | 0 | 0 | 0 | 0 | 0 | 0 | 0 | 0 | 0 | 0 | 0
[47 empty] | 0 | 0 | 0 | 0 | 0 | 0 | 0 | 0 | 0 | 0 | 0 | 0 | 0 | 0 | 0 | 0 | 0 | 0 | 0 | 0 | 0 | 0
[47 empty] | 0 | 0 | 0 | 0 | 0 | 0 | 0 | 0 | 0 | 0 | 0 | 0 | 0 | 0 | 0 | 0 | 0 | 0 | 0 | 0 | 0 | 0
[47 empty] | 0 | 0 | 0 | 0 | 0 | 0 | 0 | 0 | 0 | 0 | 0 | 0 | 0 | 0 | 0 | 0 | 0 | 0 | 0 | 0 | 0 | 0
£(2000) 2116

## XII.a
XII | Transport
XII.a | Domestic passenger transport
Trajectory choice
|  |  | Component | Trajectory
|  |  | Passenger Transport Demand per Capita | 1
|  |  | Passenger Transport Mode | 1
|  |  | Ratio of Public Private mode share in Road | 1
|  |  | Share of EVs | 1
Trajectory assumptions
|  | Total Domestic Passenger Transport Demand/Capita | [11 empty] | Passenger KM per person per year
|  | Trajectory | Comment | Notes | 2007 | 2012 | 2017 | 2022 | 2027 | 2032 | 2037 | 2042 | 2047 | 2052
|  | 1 |  | BAU Level | 5966.9436 | 5966.9436 | 7728.3165 | 9685.2669 | 11679.5287 | 13596.0297 | 15618.9662 | 17208.6144 | 18978.2859 | 20779.7499
|  | 2 |  | 10% less than BAU by 2052 | 5966.9436 | 5966.9436 | 7615.2192 | 9425.4183 | 11223.7422 | 12899.6477 | 14628.4951 | 15907.4753 | 17311.8998 | 18701.7749
|  | 3 |  | 20% less than BAU by 2052 | 5966.9436 | 5966.9436 | 7502.1219 | 9165.5696 | 10767.9557 | 12203.2657 | 13638.0241 | 14606.3361 | 15645.5137 | 16623.7999
|  | 4 |  | 25% less than BAU by 2052 | 5966.9436 | 5966.9436 | 7389.0246 | 8905.721 | 10312.1692 | 11506.8836 | 12647.5531 | 13305.197 | 13979.1276 | 14545.8249
|  | Chosen |  |  | 5966.9436 | 5966.9436 | 7728.3165 | 9685.2669 | 11679.5287 | 13596.0297 | 15618.9662 | 17208.6144 | 18978.2859 | 20779.7499
|  | Total Passenger Transport Demand |  |  | 2052: Billion Passenger Km Year
|  | Trajectory | Comment | Notes | 2007 | 2012 | 2017 | 2022 | 2027 | 2032 | 2037 | 2042 | 2047 | 2052
|  | 1 |  | BAU Level | 7255.4914 | 7255.4914 | 9997.0423 | 13400.4568 | 16975.8085 | 20855.4608 | 24867.7279 | 28559.0566 | 32342.2801 | 36531.2741
|  | 2 |  | 10% less than BAU by 2052 | 7255.4914 | 7255.4914 | 9850.7441 | 13040.9323 | 16313.338 | 19787.2543 | 23290.75 | 26399.7133 | 29502.4702 | 32878.1467
|  | 3 |  | 20% less than BAU by 2052 | 7255.4914 | 7255.4914 | 9704.4459 | 12681.4079 | 15650.8674 | 18719.0478 | 21713.7722 | 24240.37 | 26662.6602 | 29225.0193
|  | 4 |  | 25% less than BAU by 2052 | 7255.4914 | 7255.4914 | 9558.1477 | 12321.8834 | 14988.3968 | 17650.8412 | 20136.7943 | 22081.0267 | 23822.8502 | 25571.8919
|  | Chosen |  |  | 7255.4914 | 7255.4914 | 9997.0423 | 13400.4568 | 16975.8085 | 20855.4608 | 24867.7279 | 28559.0566 | 32342.2801 | 36531.2741
Modal Shares for Passenger Transport Demand
|  | Trajectory | Description | Delta | 2007 | 2012 | 2017 | 2022 | 2027 | 2032 | 2037 | 2042 | 2047 | 2052
|  | 1 | ROAD |  | 84.82% | 84.82% | 84.91% | 85.01% | 85.11% | 85.21% | 85.31% | 85.41% | 85.51% | 85.6%
|  |  | RAIL |  | 14.42% | 14.42% | 14.09% | 13.75% | 13.42% | 13.08% | 12.74% | 12.41% | 12.07% | 11.74%
|  |  | AIR |  | 0.7601% | 0.7601% | 0.9976% | 1.235% | 1.473% | 1.71% | 1.948% | 2.185% | 2.423% | 2.66%
|  | 2 | ROAD |  | 84.82% | 84.82% | 84.53% | 84.24% | 83.95% | 83.66% | 83.37% | 83.08% | 82.79% | 82.5%
|  |  | RAIL |  | 14.42% | 14.42% | 14.5% | 14.57% | 14.64% | 14.71% | 14.78% | 14.86% | 14.93% | 15%
|  |  | AIR |  | 0.7601% | 0.7601% | 0.9776% | 1.195% | 1.413% | 1.63% | 1.848% | 2.065% | 2.283% | 2.5%
|  | 3 | ROAD |  | 84.82% | 84.82% | 84.21% | 83.61% | 83.01% | 82.41% | 81.81% | 81.2% | 80.6% | 80%
|  |  | RAIL |  | 14.42% | 14.42% | 14.87% | 15.32% | 15.76% | 16.21% | 16.66% | 17.11% | 17.55% | 18%
|  |  | AIR |  | 0.7601% | 0.7601% | 0.9151% | 1.07% | 1.225% | 1.38% | 1.535% | 1.69% | 1.845% | 2%
|  | 4 | ROAD |  | 84.82% | 84.82% | 84.03% | 83.24% | 82.45% | 81.66% | 80.87% | 80.08% | 79.29% | 78.5%
|  |  | RAIL |  | 14.42% | 14.42% | 15.12% | 15.82% | 16.51% | 17.21% | 17.91% | 18.61% | 19.3% | 20%
|  |  | AIR |  | 0.7601% | 0.7601% | 0.8526% | 0.9451% | 1.038% | 1.13% | 1.223% | 1.315% | 1.408% | 1.5%
|  | Chosen | ROAD |  | 84.82% | 84.82% | 84.91% | 85.01% | 85.11% | 85.21% | 85.31% | 85.41% | 85.51% | 85.6%
|  |  | RAIL |  | 14.42% | 14.42% | 14.09% | 13.75% | 13.42% | 13.08% | 12.74% | 12.41% | 12.07% | 11.74%
|  |  | AIR |  | 0.7601% | 0.7601% | 0.9976% | 1.235% | 1.473% | 1.71% | 1.948% | 2.185% | 2.423% | 2.66%
|  | Public Private Share of Road Transport |  |  | 2022: % shares on public/private road modes
|  | Modal shares |  |  | 2007: 2051-52
|  | Mode | Notes | 2011-12 | 2007: Level 1; 2012: Level 2; 2017: Level 3; 2022: Level 4
|  | PUBLIC | Bus and Omnibus | 74% | 2007: 41.86%; 2012: 55%; 2017: 65%; 2022: 80%
|  | PRIVATE | Car/2W/3W/Taxi | 26% | 2007: 58.14%; 2012: 45%; 2017: 35%; 2022: 20%
|  | Total |  | 100% | 2007: 100%; 2012: 100%; 2017: 100%; 2022: 100%
Share of Evs in Passenger Road Transport
|  | Modal shares |  |  | 2007: 2051-52
|  | Vehicle type | Notes | 2011-12 | 2007: 1; 2012: 2; 2017: 3; 2022: 4; 2027: Chosen Trajectory
|  | Cars | Electric Cars | 0% | 2007: 0.03264%; 2012: 20%; 2017: 40%; 2022: 50%; 2027: 0.03264%
|  | 2W | Electric 2Ws | 0.875% | 2007: 20%; 2012: 30%; 2017: 45%; 2022: 80%; 2027: 20%
|  | Buses | Electric Buses | 0% | 2007: 0%; 2012: 5%; 2017: 10%; 2022: 15%; 2027: 0%
Public Private share of Passenger Km in Road Transport
%
Trajectory 1
|  | Mode | Submode | Delta | 2007 | 2012 | 2017 | 2022 | 2027 | 2032 | 2037 | 2042 | 2047 | 2052
|  | ROAD | BUS | -0.7975% | 72.85% | 72.85% | 68.86% | 64.88% | 60.89% | 56.9% | 52.91% | 48.92% | 44.94% | 40.95%
|  |  | ONMI-BUS | -0.01629% | 1.558% | 1.558% | 1.477% | 1.395% | 1.314% | 1.232% | 1.151% | 1.07% | 0.9881% | 0.9066%
|  |  | CAR | 0.5477% | 6.783% | 6.783% | 9.521% | 12.26% | 15% | 17.74% | 20.48% | 23.21% | 25.95% | 28.69%
|  |  | 2W | -0.003289% | 13.49% | 13.49% | 13.48% | 13.46% | 13.44% | 13.43% | 13.41% | 13.39% | 13.38% | 13.36%
|  |  | 3W | 0.1805% | 3.278% | 3.278% | 4.181% | 5.083% | 5.985% | 6.888% | 7.79% | 8.693% | 9.595% | 10.5%
|  |  | TAXI | 0.08893% | 2.039% | 2.039% | 2.484% | 2.928% | 3.373% | 3.818% | 4.262% | 4.707% | 5.152% | 5.596%
Trajectory 2
|  | Mode | Submode | Delta | 2007 | 2012 | 2017 | 2022 | 2027 | 2032 | 2037 | 2042 | 2047 | 2052
|  | ROAD | BUS | -0.4761% | 72.85% | 72.85% | 70.47% | 68.09% | 65.71% | 63.33% | 60.95% | 58.57% | 56.19% | 53.81%
|  |  | ONMI-BUS | -0.009171% | 1.558% | 1.558% | 1.512% | 1.466% | 1.421% | 1.375% | 1.329% | 1.283% | 1.237% | 1.191%
|  |  | CAR | 0.3856% | 6.783% | 6.783% | 8.71% | 10.64% | 12.57% | 14.49% | 16.42% | 18.35% | 20.28% | 22.2%
|  |  | 2W | -0.07879% | 13.49% | 13.49% | 13.1% | 12.7% | 12.31% | 11.92% | 11.52% | 11.13% | 10.73% | 10.34%
|  |  | 3W | 0.1212% | 3.278% | 3.278% | 3.884% | 4.49% | 5.096% | 5.701% | 6.307% | 6.913% | 7.519% | 8.124%
|  |  | TAXI | 0.05731% | 2.039% | 2.039% | 2.325% | 2.612% | 2.898% | 3.185% | 3.472% | 3.758% | 4.045% | 4.331%
Trajectory 3
|  | Mode | Submode | Delta | 2007 | 2012 | 2017 | 2022 | 2027 | 2032 | 2037 | 2042 | 2047 | 2052
|  | ROAD | BUS | -0.2315% | 72.85% | 72.85% | 71.69% | 70.54% | 69.38% | 68.22% | 67.06% | 65.91% | 64.75% | 63.59%
|  |  | ONMI-BUS | -0.003756% | 1.558% | 1.558% | 1.539% | 1.521% | 1.502% | 1.483% | 1.464% | 1.446% | 1.427% | 1.408%
|  |  | CAR | 0.2622% | 6.783% | 6.783% | 8.094% | 9.405% | 10.72% | 12.03% | 13.34% | 14.65% | 15.96% | 17.27%
|  |  | 2W | -0.1362% | 13.49% | 13.49% | 12.81% | 12.13% | 11.45% | 10.77% | 10.09% | 9.404% | 8.723% | 8.042%
|  |  | 3W | 0.07602% | 3.278% | 3.278% | 3.658% | 4.038% | 4.419% | 4.799% | 5.179% | 5.559% | 5.939% | 6.319%
|  |  | TAXI | 0.03325% | 2.039% | 2.039% | 2.205% | 2.371% | 2.538% | 2.704% | 2.87% | 3.036% | 3.202% | 3.369%
Trajectory 4
|  | Mode | Submode | Delta | 2007 | 2012 | 2017 | 2022 | 2027 | 2032 | 2037 | 2042 | 2047 | 2052
|  | ROAD | BUS | 0.1354% | 72.85% | 72.85% | 73.53% | 74.2% | 74.88% | 75.56% | 76.24% | 76.91% | 77.59% | 78.27%
|  |  | ONMI-BUS | 0.004367% | 1.558% | 1.558% | 1.58% | 1.602% | 1.624% | 1.646% | 1.667% | 1.689% | 1.711% | 1.733%
|  |  | CAR | 0.07715% | 6.783% | 6.783% | 7.168% | 7.554% | 7.94% | 8.326% | 8.711% | 9.097% | 9.483% | 9.869%
|  |  | 2W | -0.2224% | 13.49% | 13.49% | 12.38% | 11.27% | 10.16% | 9.043% | 7.931% | 6.819% | 5.707% | 4.595%
|  |  | 3W | 0.008315% | 3.278% | 3.278% | 3.32% | 3.361% | 3.403% | 3.445% | 3.486% | 3.528% | 3.569% | 3.611%
|  |  | TAXI | -0.002848% | 2.039% | 2.039% | 2.025% | 2.01% | 1.996% | 1.982% | 1.968% | 1.953% | 1.939% | 1.925%
Selected Trajectory
|  | Mode | Submode | Delta | 2007 | 2012 | 2017 | 2022 | 2027 | 2032 | 2037 | 2042 | 2047 | 2052
|  | ROAD | BUS |  | 72.85% | 72.85% | 68.86% | 64.88% | 60.89% | 56.9% | 52.91% | 48.92% | 44.94% | 40.95%
|  |  | ONMI-BUS |  | 1.558% | 1.558% | 1.477% | 1.395% | 1.314% | 1.232% | 1.151% | 1.07% | 0.9881% | 0.9066%
|  |  | CAR |  | 6.783% | 6.783% | 9.521% | 12.26% | 15% | 17.74% | 20.48% | 23.21% | 25.95% | 28.69%
|  |  | 2W |  | 13.49% | 13.49% | 13.48% | 13.46% | 13.44% | 13.43% | 13.41% | 13.39% | 13.38% | 13.36%
|  |  | 3W |  | 3.278% | 3.278% | 4.181% | 5.083% | 5.985% | 6.888% | 7.79% | 8.693% | 9.595% | 10.5%
|  |  | TAXI |  | 2.039% | 2.039% | 2.484% | 2.928% | 3.373% | 3.818% | 4.262% | 4.707% | 5.152% | 5.596%
Fixed assumptions
|  | Population Projection |  |  | 2052: Millions
|  | Code | Description | Notes | 2007 | 2012 | 2017 | 2022 | 2027 | 2032 | 2037 | 2042 | 2047 | 2052
|  |  | Population |  | 1215.9477 | 1215.9477 | 1293.5602 | 1383.5919 | 1453.4669 | 1533.9376 | 1592.1494 | 1659.5791 | 1704.1729 | 1758.0228
Ratio of traffic within the road tranport modes | bar: 2052
|  | Mode | Submode | Comment | 2007 | 2012 | 2017 | 2022 | 2027 | 2032 | 2037 | 2042 | 2047 | 2052
|  | PUBLIC | BUS |  | 97.91% | 97.91% | 97.9% | 97.89% | 97.89% | 97.88% | 97.87% | 97.86% | 97.85% | 97.83%
|  |  | ONMI-BUS |  | 2.094% | 2.094% | 2.099% | 2.105% | 2.112% | 2.12% | 2.129% | 2.139% | 2.152% | 2.166%
|  | PRIVATE | CAR |  | 26.5% | 26.5% | 32.1% | 36.35% | 39.68% | 42.36% | 44.57% | 46.42% | 47.99% | 49.34%
|  |  | 2W |  | 52.72% | 52.72% | 45.43% | 39.9% | 35.56% | 32.07% | 29.19% | 26.78% | 24.74% | 22.98%
|  |  | 3W |  | 12.81% | 12.81% | 14.1% | 15.07% | 15.84% | 16.45% | 16.96% | 17.38% | 17.74% | 18.05%
|  |  | TAXI |  | 7.967% | 7.967% | 8.373% | 8.681% | 8.923% | 9.118% | 9.278% | 9.413% | 9.527% | 9.625%
Modal Share by Technology excluding Evs | bar: 2052
|  | Mode | Sub-mode | Technology | 2007 | 2012 | 2017 | 2022 | 2027 | 2032 | 2037 | 2042 | 2047 | 2052
|  | ROAD | BUS | DIESEL | 98.82% | 98.82% | 98.64% | 98.45% | 98.2% | 97.9% | 97.4% | 96.9% | 96.4% | 95.93%
|  |  |  | CNG | 1.176% | 1.176% | 1.356% | 1.55% | 1.8% | 2.1% | 2.6% | 3.1% | 3.6% | 4.071%
|  |  | ONMI-BUS | DIESEL | 98.82% | 98.82% | 98.64% | 98.45% | 98.2% | 97.9% | 97.4% | 96.9% | 96.4% | 95.93%
|  |  |  | CNG | 1.176% | 1.176% | 1.356% | 1.55% | 1.8% | 2.1% | 2.6% | 3.1% | 3.6% | 4.071%
|  |  | CAR | PETROL | 77.36% | 77.36% | 72.71% | 68.28% | 64.78% | 61.48% | 58.98% | 56.47% | 53.97% | 50.88%
|  |  |  | DIESEL | 18.43% | 18.43% | 22.08% | 25.5% | 28% | 30.5% | 33% | 35.5% | 38% | 41.05%
|  |  |  | CNG | 2.1% | 2.1% | 2.6% | 3.1% | 3.6% | 4% | 4% | 4% | 4% | 4.015%
|  |  |  | LPG | 2.1% | 2.1% | 2.6% | 3.1% | 3.6% | 4% | 4% | 4% | 4% | 4.015%
|  |  |  | ELECTRIC | 0.01055% | 0.01055% | 0.01327% | 0.016% | 0.01873% | 0.02145% | 0.02418% | 0.02691% | 0.02964% | 0.03276%
|  |  | 2W | PETROL | 14.75% | 14.75% | 10.72% | 6.88% | 2.976% | 0% | 0% | 0% | 0% | 3.49%
|  |  |  | PETROL | 84.02% | 84.02% | 88.37% | 92.35% | 95.58% | 97.66% | 96.19% | 94.14% | 90.45% | 82.72%
|  |  |  | PETROL | 0.9973% | 0.9973% | 0.4515% | 0% | 0% | 0% | 0% | 0% | 0% | 0%
|  |  |  | ELECTRIC | 0.2331% | 0.2331% | 0.4503% | 0.7733% | 1.441% | 2.336% | 3.812% | 5.856% | 9.546% | 13.79%
|  |  | 3W | CNG | 9.816% | 9.816% | 11.31% | 12.75% | 14% | 15.25% | 16.5% | 17.75% | 19% | 20.14%
|  |  |  | LPG | 6.996% | 6.996% | 8.665% | 9.8% | 8.8% | 7.7% | 6.2% | 4.7% | 3.2% | 1.857%
|  |  |  | PETROL | 40% | 40% | 40% | 40% | 40% | 40% | 40% | 40% | 40% | 40%
|  |  |  | DIESEL | 43.19% | 43.19% | 40.03% | 37.45% | 37.2% | 37.05% | 37.3% | 37.55% | 37.8% | 38%
|  |  | TAXI | CNG | 2.509% | 2.509% | 2.782% | 3.1% | 3.6% | 4.1% | 4.6% | 5.1% | 5.6% | 6.05%
|  |  |  | LPG | 1.706% | 1.706% | 1.647% | 1.59% | 1.54% | 1.47% | 1.32% | 1.18% | 1.08% | 0.95%
|  |  |  | DIESEL | 95.78% | 95.78% | 95.57% | 95.31% | 94.86% | 94.43% | 94.08% | 93.72% | 93.32% | 93%
|  | RAIL |  | DIESEL | 49.6% | 49.6% | 49.27% | 48% | 47% | 45% | 42% | 38% | 35% | 35%
|  |  |  | ELECTRIC | 50.4% | 50.4% | 50.73% | 52% | 53% | 55% | 58% | 62% | 65% | 65%
|  | AIR |  | AIR
|  | Effiiciency:-Trajectory 1 |  |  | 2052: litres of fuel/vehicle-passenger km
|  | Mode | Sub-mode | Technology | 2007 | 2012 | 2017 | 2022 | 2027 | 2032 | 2037 | 2042 | 2047 | 2052
|  | ROAD | BUS | DIESEL | 0.004206 | 0.004206 | 0.004185 | 0.0041642 | 0.0041434 | 0.0041228 | 0.0041022 | 0.0040818 | 0.0040614 | 0.0040412
|  |  |  | CNG | 0.0063429 | 0.0063429 | 0.0063112 | 0.0062798 | 0.0062485 | 0.0062173 | 0.0061863 | 0.0061555 | 0.0061248 | 0.0060943
in petrol equiv. |  |  |  | Electric | 0.0028906 | 0.0028906 | 0.0028762 | 0.0028619 | 0.0028476 | 0.0028334 | 0.0028193 | 0.0028052 | 0.0027913 | 0.0027773
|  |  | ONMI-BUS | DIESEL | 0.014271 | 0.014271 | 0.0142 | 0.01413 | 0.014059 | 0.013989 | 0.013919 | 0.01385 | 0.013781 | 0.013712
|  |  |  | CNG | 0.014271 | 0.014271 | 0.0142 | 0.01413 | 0.014059 | 0.013989 | 0.013919 | 0.01385 | 0.013781 | 0.013712
|  |  | CAR | PETROL | 0.023125 | 0.023125 | 0.02301 | 0.022895 | 0.022781 | 0.022667 | 0.022554 | 0.022442 | 0.02233 | 0.022219
|  |  |  | DIESEL | 0.02775 | 0.02775 | 0.027612 | 0.027474 | 0.027337 | 0.027201 | 0.027065 | 0.02693 | 0.026796 | 0.026662
|  |  |  | CNG | 0.023125 | 0.023125 | 0.02301 | 0.022895 | 0.022781 | 0.022667 | 0.022554 | 0.022442 | 0.02233 | 0.022219
|  |  |  | LPG | 0.023125 | 0.023125 | 0.02301 | 0.022895 | 0.022781 | 0.022667 | 0.022554 | 0.022442 | 0.02233 | 0.022219
in petrol equiv. |  |  |  | ELECTRIC | 0.0028906 | 0.0028906 | 0.0028762 | 0.0028619 | 0.0028476 | 0.0028334 | 0.0028193 | 0.0028052 | 0.0027913 | 0.0027773
|  |  | 2Wsc | PETROL | 0.015609 | 0.015609 | 0.015532 | 0.015454 | 0.015377 | 0.0153 | 0.015224 | 0.015148 | 0.015073 | 0.014998
|  |  | 2Wmt | PETROL | 0.011352 | 0.011352 | 0.011296 | 0.011239 | 0.011183 | 0.011128 | 0.011072 | 0.011017 | 0.010962 | 0.010907
|  |  | 2Wmp | PETROL | 0.012488 | 0.012488 | 0.012425 | 0.012363 | 0.012302 | 0.01224 | 0.012179 | 0.012119 | 0.012058 | 0.011998
in petrol equiv. |  |  | 2We | ELECTRIC | 0.00092913 | 0.00092913 | 0.0009245 | 0.00091989 | 0.0009153 | 0.00091074 | 0.0009062 | 0.00090168 | 0.00089719 | 0.00089272
|  |  | 3W | CNG | 0.016218 | 0.016218 | 0.016137 | 0.016056 | 0.015976 | 0.015897 | 0.015817 | 0.015738 | 0.01566 | 0.015582
|  |  |  | LPG | 0.01892 | 0.01892 | 0.018826 | 0.018732 | 0.018639 | 0.018546 | 0.018454 | 0.018362 | 0.01827 | 0.018179
|  |  |  | PETROL | 0.016218 | 0.016218 | 0.016137 | 0.016056 | 0.015976 | 0.015897 | 0.015817 | 0.015738 | 0.01566 | 0.015582
|  |  |  | DIESEL | 0.020272 | 0.020272 | 0.020171 | 0.02007 | 0.01997 | 0.019871 | 0.019772 | 0.019673 | 0.019575 | 0.019477
|  |  | TAXI | CNG | 0.032019 | 0.032019 | 0.03186 | 0.031701 | 0.031543 | 0.031386 | 0.031229 | 0.031073 | 0.030919 | 0.030764
|  |  |  | LPG | 0.032019 | 0.032019 | 0.03186 | 0.031701 | 0.031543 | 0.031386 | 0.031229 | 0.031073 | 0.030919 | 0.030764
|  |  |  | DIESEL | 0.038423 | 0.038423 | 0.038232 | 0.038041 | 0.037851 | 0.037663 | 0.037475 | 0.037288 | 0.037102 | 0.036917
|  | RAIL |  | DIESEL | 0.0028662 | 0.0028662 | 0.0023129 | 0.0018664 | 0.0015061 | 0.0012153 | 0.00098072 | 0.00079139 | 0.00063861 | 0.00051533
in KWH |  |  |  | ELECTRIC | 0.014763 | 0.014763 | 0.013597 | 0.012522 | 0.011533 | 0.010621 | 0.0097822 | 0.0090092 | 0.0082973 | 0.0076417
|  | AIR |  | AIR | 0.034987 | 0.034987 | 0.034552 | 0.034122 | 0.033697 | 0.033278 | 0.032864 | 0.032456 | 0.032052 | 0.031653
Effiiciency:-Trajectory 2
|  | Mode | Sub-mode | Technology | 2007 | 2012 | 2017 | 2022 | 2027 | 2032 | 2037 | 2042 | 2047 | 2052
|  | ROAD | BUS | DIESEL | 0.004206 | 0.004206 | 0.004185 | 0.0041642 | 0.0041434 | 0.0041228 | 0.0041022 | 0.0040818 | 0.0040614 | 0.0040412
|  |  |  | CNG | 0.0063429 | 0.0063429 | 0.0063112 | 0.0062798 | 0.0062485 | 0.0062173 | 0.0061863 | 0.0061555 | 0.0061248 | 0.0060943
in petrol equiv. |  |  |  | Electric | 0.0028906 | 0.0028906 | 0.0028762 | 0.0028619 | 0.0028476 | 0.0028334 | 0.0028193 | 0.0028052 | 0.0027913 | 0.0027773
|  |  | ONMI-BUS | DIESEL | 0.014271 | 0.014271 | 0.0142 | 0.01413 | 0.014059 | 0.013989 | 0.013919 | 0.01385 | 0.013781 | 0.013712
|  |  |  | CNG | 0.014271 | 0.014271 | 0.0142 | 0.01413 | 0.014059 | 0.013989 | 0.013919 | 0.01385 | 0.013781 | 0.013712
|  |  | CAR | PETROL | 0.023125 | 0.023125 | 0.02301 | 0.022895 | 0.022781 | 0.022667 | 0.022554 | 0.022442 | 0.02233 | 0.022219
|  |  |  | DIESEL | 0.02775 | 0.02775 | 0.027612 | 0.027474 | 0.027337 | 0.027201 | 0.027065 | 0.02693 | 0.026796 | 0.026662
|  |  |  | CNG | 0.023125 | 0.023125 | 0.02301 | 0.022895 | 0.022781 | 0.022667 | 0.022554 | 0.022442 | 0.02233 | 0.022219
|  |  |  | LPG | 0.023125 | 0.023125 | 0.02301 | 0.022895 | 0.022781 | 0.022667 | 0.022554 | 0.022442 | 0.02233 | 0.022219
in petrol equiv. |  |  |  | ELECTRIC | 0.0028906 | 0.0028906 | 0.0028762 | 0.0028619 | 0.0028476 | 0.0028334 | 0.0028193 | 0.0028052 | 0.0027913 | 0.0027773
|  |  | 2Wsc | PETROL | 0.015609 | 0.015609 | 0.015532 | 0.015454 | 0.015377 | 0.0153 | 0.015224 | 0.015148 | 0.015073 | 0.014998
|  |  | 2Wmt | PETROL | 0.011352 | 0.011352 | 0.011296 | 0.011239 | 0.011183 | 0.011128 | 0.011072 | 0.011017 | 0.010962 | 0.010907
|  |  | 2Wmp | PETROL | 0.012488 | 0.012488 | 0.012425 | 0.012363 | 0.012302 | 0.01224 | 0.012179 | 0.012119 | 0.012058 | 0.011998
in petrol equiv. |  |  | 2We | ELECTRIC | 0.00092913 | 0.00092913 | 0.0009245 | 0.00091989 | 0.0009153 | 0.00091074 | 0.0009062 | 0.00090168 | 0.00089719 | 0.00089272
|  |  | 3W | CNG | 0.016218 | 0.016218 | 0.016137 | 0.016056 | 0.015976 | 0.015897 | 0.015817 | 0.015738 | 0.01566 | 0.015582
|  |  |  | LPG | 0.01892 | 0.01892 | 0.018826 | 0.018732 | 0.018639 | 0.018546 | 0.018454 | 0.018362 | 0.01827 | 0.018179
|  |  |  | PETROL | 0.016218 | 0.016218 | 0.016137 | 0.016056 | 0.015976 | 0.015897 | 0.015817 | 0.015738 | 0.01566 | 0.015582
|  |  |  | DIESEL | 0.020272 | 0.020272 | 0.020171 | 0.02007 | 0.01997 | 0.019871 | 0.019772 | 0.019673 | 0.019575 | 0.019477
|  |  | TAXI | CNG | 0.032019 | 0.032019 | 0.03186 | 0.031701 | 0.031543 | 0.031386 | 0.031229 | 0.031073 | 0.030919 | 0.030764
|  |  |  | LPG | 0.032019 | 0.032019 | 0.03186 | 0.031701 | 0.031543 | 0.031386 | 0.031229 | 0.031073 | 0.030919 | 0.030764
|  |  |  | DIESEL | 0.038423 | 0.038423 | 0.038232 | 0.038041 | 0.037851 | 0.037663 | 0.037475 | 0.037288 | 0.037102 | 0.036917
|  | RAIL |  | DIESEL | 0.0028662 | 0.0028662 | 0.0023129 | 0.0018664 | 0.0015061 | 0.0012153 | 0.00098072 | 0.00079139 | 0.00063861 | 0.00051533
in KWH |  |  |  | ELECTRIC | 0.014763 | 0.014763 | 0.013597 | 0.012522 | 0.011533 | 0.010621 | 0.0097822 | 0.0090092 | 0.0082973 | 0.0076417
|  | AIR |  | AIR | 0.034987 | 0.034987 | 0.034552 | 0.034122 | 0.033697 | 0.033278 | 0.032864 | 0.032456 | 0.032052 | 0.031653
Effiiciency:-Trajectory 3
|  | Mode | Sub-mode | Technology | 2007 | 2012 | 2017 | 2022 | 2027 | 2032 | 2037 | 2042 | 2047 | 2052
|  | ROAD | BUS | DIESEL | 0.004206 | 0.004206 | 0.004185 | 0.0041642 | 0.0041434 | 0.0041228 | 0.0041022 | 0.0040818 | 0.0040614 | 0.0040412
|  |  |  | CNG | 0.0063429 | 0.0063429 | 0.0063112 | 0.0062798 | 0.0062485 | 0.0062173 | 0.0061863 | 0.0061555 | 0.0061248 | 0.0060943
in petrol equiv. |  |  |  | ELectric | 0.0028906 | 0.0028906 | 0.0028762 | 0.0028619 | 0.0028476 | 0.0028334 | 0.0028193 | 0.0028052 | 0.0027913 | 0.0027773
|  |  | ONMI-BUS | DIESEL | 0.014271 | 0.014271 | 0.0142 | 0.01413 | 0.014059 | 0.013989 | 0.013919 | 0.01385 | 0.013781 | 0.013712
|  |  |  | CNG | 0.014271 | 0.014271 | 0.0142 | 0.01413 | 0.014059 | 0.013989 | 0.013919 | 0.01385 | 0.013781 | 0.013712
|  |  | CAR | PETROL | 0.023125 | 0.023125 | 0.02301 | 0.022895 | 0.022781 | 0.022667 | 0.022554 | 0.022442 | 0.02233 | 0.022219
|  |  |  | DIESEL | 0.02775 | 0.02775 | 0.027612 | 0.027474 | 0.027337 | 0.027201 | 0.027065 | 0.02693 | 0.026796 | 0.026662
|  |  |  | CNG | 0.023125 | 0.023125 | 0.02301 | 0.022895 | 0.022781 | 0.022667 | 0.022554 | 0.022442 | 0.02233 | 0.022219
|  |  |  | LPG | 0.023125 | 0.023125 | 0.02301 | 0.022895 | 0.022781 | 0.022667 | 0.022554 | 0.022442 | 0.02233 | 0.022219
in petrol equiv. |  |  |  | ELECTRIC | 0.0028906 | 0.0028906 | 0.0028762 | 0.0028619 | 0.0028476 | 0.0028334 | 0.0028193 | 0.0028052 | 0.0027913 | 0.0027773
|  |  | 2Wsc | PETROL | 0.015609 | 0.015609 | 0.015532 | 0.015454 | 0.015377 | 0.0153 | 0.015224 | 0.015148 | 0.015073 | 0.014998
|  |  | 2Wmt | PETROL | 0.011352 | 0.011352 | 0.011296 | 0.011239 | 0.011183 | 0.011128 | 0.011072 | 0.011017 | 0.010962 | 0.010907
|  |  | 2Wmp | PETROL | 0.012488 | 0.012488 | 0.012425 | 0.012363 | 0.012302 | 0.01224 | 0.012179 | 0.012119 | 0.012058 | 0.011998
in petrol equiv. |  |  | 2We | ELECTRIC | 0.00092913 | 0.00092913 | 0.0009245 | 0.00091989 | 0.0009153 | 0.00091074 | 0.0009062 | 0.00090168 | 0.00089719 | 0.00089272
|  |  | 3W | CNG | 0.016218 | 0.016218 | 0.016137 | 0.016056 | 0.015976 | 0.015897 | 0.015817 | 0.015738 | 0.01566 | 0.015582
|  |  |  | LPG | 0.01892 | 0.01892 | 0.018826 | 0.018732 | 0.018639 | 0.018546 | 0.018454 | 0.018362 | 0.01827 | 0.018179
|  |  |  | PETROL | 0.016218 | 0.016218 | 0.016137 | 0.016056 | 0.015976 | 0.015897 | 0.015817 | 0.015738 | 0.01566 | 0.015582
|  |  |  | DIESEL | 0.020272 | 0.020272 | 0.020171 | 0.02007 | 0.01997 | 0.019871 | 0.019772 | 0.019673 | 0.019575 | 0.019477
|  |  | TAXI | CNG | 0.032019 | 0.032019 | 0.03186 | 0.031701 | 0.031543 | 0.031386 | 0.031229 | 0.031073 | 0.030919 | 0.030764
|  |  |  | LPG | 0.032019 | 0.032019 | 0.03186 | 0.031701 | 0.031543 | 0.031386 | 0.031229 | 0.031073 | 0.030919 | 0.030764
|  |  |  | DIESEL | 0.038423 | 0.038423 | 0.038232 | 0.038041 | 0.037851 | 0.037663 | 0.037475 | 0.037288 | 0.037102 | 0.036917
|  | RAIL |  | DIESEL | 0.0028662 | 0.0028662 | 0.0023129 | 0.0018664 | 0.0015061 | 0.0012153 | 0.00098072 | 0.00079139 | 0.00063861 | 0.00051533
in KWH |  |  |  | ELECTRIC | 0.014763 | 0.014763 | 0.013597 | 0.012522 | 0.011533 | 0.010621 | 0.0097822 | 0.0090092 | 0.0082973 | 0.0076417
|  | AIR |  | AIR | 0.034987 | 0.034987 | 0.034552 | 0.034122 | 0.033697 | 0.033278 | 0.032864 | 0.032456 | 0.032052 | 0.031653
Effiiciency:-Trajectory 4
|  | Mode | Sub-mode | Technology | 2007 | 2012 | 2017 | 2022 | 2027 | 2032 | 2037 | 2042 | 2047 | 2052
|  | ROAD | BUS | DIESEL | 0.004206 | 0.004206 | 0.004185 | 0.0041642 | 0.0041434 | 0.0041228 | 0.0041022 | 0.0040818 | 0.0040614 | 0.0040412
|  |  |  | CNG | 0.0063429 | 0.0063429 | 0.0063112 | 0.0062798 | 0.0062485 | 0.0062173 | 0.0061863 | 0.0061555 | 0.0061248 | 0.0060943
|  |  |  | ELECTRIC | 0.0028906 | 0.0028906 | 0.0028762 | 0.0028619 | 0.0028476 | 0.0028334 | 0.0028193 | 0.0028052 | 0.0027913 | 0.0027773
|  |  | ONMI-BUS | DIESEL | 0.014271 | 0.014271 | 0.0142 | 0.01413 | 0.014059 | 0.013989 | 0.013919 | 0.01385 | 0.013781 | 0.013712
|  |  |  | CNG | 0.014271 | 0.014271 | 0.0142 | 0.01413 | 0.014059 | 0.013989 | 0.013919 | 0.01385 | 0.013781 | 0.013712
|  |  | CAR | PETROL | 0.023125 | 0.023125 | 0.02301 | 0.022895 | 0.022781 | 0.022667 | 0.022554 | 0.022442 | 0.02233 | 0.022219
|  |  |  | DIESEL | 0.02775 | 0.02775 | 0.027612 | 0.027474 | 0.027337 | 0.027201 | 0.027065 | 0.02693 | 0.026796 | 0.026662
|  |  |  | CNG | 0.023125 | 0.023125 | 0.02301 | 0.022895 | 0.022781 | 0.022667 | 0.022554 | 0.022442 | 0.02233 | 0.022219
|  |  |  | LPG | 0.023125 | 0.023125 | 0.02301 | 0.022895 | 0.022781 | 0.022667 | 0.022554 | 0.022442 | 0.02233 | 0.022219
in petrol equiv. |  |  |  | ELECTRIC | 0.0028906 | 0.0028906 | 0.0028762 | 0.0028619 | 0.0028476 | 0.0028334 | 0.0028193 | 0.0028052 | 0.0027913 | 0.0027773
|  |  | 2Wsc | PETROL | 0.015609 | 0.015609 | 0.015532 | 0.015454 | 0.015377 | 0.0153 | 0.015224 | 0.015148 | 0.015073 | 0.014998
|  |  | 2Wmt | PETROL | 0.011352 | 0.011352 | 0.011296 | 0.011239 | 0.011183 | 0.011128 | 0.011072 | 0.011017 | 0.010962 | 0.010907
|  |  | 2Wmp | PETROL | 0.012488 | 0.012488 | 0.012425 | 0.012363 | 0.012302 | 0.01224 | 0.012179 | 0.012119 | 0.012058 | 0.011998
in petrol equiv. |  |  | 2We | ELECTRIC | 0.00092913 | 0.00092913 | 0.0009245 | 0.00091989 | 0.0009153 | 0.00091074 | 0.0009062 | 0.00090168 | 0.00089719 | 0.00089272
|  |  | 3W | CNG | 0.016218 | 0.016218 | 0.016137 | 0.016056 | 0.015976 | 0.015897 | 0.015817 | 0.015738 | 0.01566 | 0.015582
|  |  |  | LPG | 0.01892 | 0.01892 | 0.018826 | 0.018732 | 0.018639 | 0.018546 | 0.018454 | 0.018362 | 0.01827 | 0.018179
|  |  |  | PETROL | 0.016218 | 0.016218 | 0.016137 | 0.016056 | 0.015976 | 0.015897 | 0.015817 | 0.015738 | 0.01566 | 0.015582
|  |  |  | DIESEL | 0.020272 | 0.020272 | 0.020171 | 0.02007 | 0.01997 | 0.019871 | 0.019772 | 0.019673 | 0.019575 | 0.019477
|  |  | TAXI | CNG | 0.032019 | 0.032019 | 0.03186 | 0.031701 | 0.031543 | 0.031386 | 0.031229 | 0.031073 | 0.030919 | 0.030764
|  |  |  | LPG | 0.032019 | 0.032019 | 0.03186 | 0.031701 | 0.031543 | 0.031386 | 0.031229 | 0.031073 | 0.030919 | 0.030764
|  |  |  | DIESEL | 0.038423 | 0.038423 | 0.038232 | 0.038041 | 0.037851 | 0.037663 | 0.037475 | 0.037288 | 0.037102 | 0.036917
|  | RAIL |  | DIESEL | 0.0028662 | 0.0028662 | 0.0023129 | 0.0018664 | 0.0015061 | 0.0012153 | 0.00098072 | 0.00079139 | 0.00063861 | 0.00051533
in KWH |  |  |  | ELECTRIC | 0.014763 | 0.014763 | 0.013597 | 0.012522 | 0.011533 | 0.010621 | 0.0097822 | 0.0090092 | 0.0082973 | 0.0076417
|  | AIR |  | AIR | 0.034987 | 0.034987 | 0.034552 | 0.034122 | 0.033697 | 0.033278 | 0.032864 | 0.032456 | 0.032052 | 0.031653
| 1 | Calculation of the sub-modal share in the final technology share |  |  | 2052: Billion-passenger-km
|  | Mode | Sub-mode | Technology | 2007 | 2012 | 2017 | 2022 | 2027 | 2032 | 2037 | 2042 | 2047 | 2052 |  | Delta
|  | ROAD | BUS | DIESEL | 98.82% | 98.82% | 98.64% | 98.45% | 98.2% | 97.9% | 97.4% | 96.9% | 96.4% | 95.93%
|  |  |  | CNG | 1.176% | 1.176% | 1.356% | 1.55% | 1.8% | 2.1% | 2.6% | 3.1% | 3.6% | 4.071%
|  |  |  | ELECTRIC | [11 empty] | 0% | bar: 2007 to Billion-passenger-km 2052
|  |  | ONMI-BUS | DIESEL | 98.82% | 98.82% | 98.64% | 98.45% | 98.2% | 97.9% | 97.4% | 96.9% | 96.4% | 95.93%
|  |  |  | CNG | 1.176% | 1.176% | 1.356% | 1.55% | 1.8% | 2.1% | 2.6% | 3.1% | 3.6% | 4.071%
|  |  | CAR | PETROL | 77.36% | 77.36% | 72.71% | 68.28% | 64.78% | 61.48% | 58.98% | 56.47% | 53.97% | 50.88%
|  |  |  | DIESEL | 18.43% | 18.43% | 22.08% | 25.5% | 28% | 30.5% | 33% | 35.5% | 38% | 41.05%
|  |  |  | CNG | 2.1% | 2.1% | 2.6% | 3.1% | 3.6% | 4% | 4% | 4% | 4% | 4.015%
|  |  |  | LPG | 2.1% | 2.1% | 2.6% | 3.1% | 3.6% | 4% | 4% | 4% | 4% | 4.015%
|  |  |  | ELECTRIC | 0.01055% | 0.01055% | 0.01331% | 0.01607% | 0.01883% | 0.02159% | 0.02435% | 0.02711% | 0.02988% | 0.03264% |  | 0.0005523%
|  |  | 2W | PETROL | 14.75% | 14.75% | 10.48% | 6.575% | 2.788% | 0% | 0% | 0% | 0% | 3.238%
|  |  |  | PETROL | 84.02% | 84.02% | 86.37% | 88.25% | 89.57% | 89.88% | 87.41% | 84.94% | 82.47% | 76.76%
|  |  |  | PETROL | 0.9973% | 0.9973% | 0.4412% | 0% | 0% | 0% | 0% | 0% | 0% | 0%
|  |  |  | ELECTRIC | 0.2331% | 0.2331% | 2.704% | 5.175% | 7.646% | 10.12% | 12.59% | 15.06% | 17.53% | 20% |  | 0.4942%
|  |  | 3W | CNG | 9.816% | 9.816% | 11.31% | 12.75% | 14% | 15.25% | 16.5% | 17.75% | 19% | 20.14%
|  |  |  | LPG | 6.996% | 6.996% | 8.665% | 9.8% | 8.8% | 7.7% | 6.2% | 4.7% | 3.2% | 1.857%
|  |  |  | PETROL | 40% | 40% | 40% | 40% | 40% | 40% | 40% | 40% | 40% | 40%
|  |  |  | DIESEL | 43.19% | 43.19% | 40.03% | 37.45% | 37.2% | 37.05% | 37.3% | 37.55% | 37.8% | 38%
|  |  | TAXI | CNG | 2.509% | 2.509% | 2.782% | 3.1% | 3.6% | 4.1% | 4.6% | 5.1% | 5.6% | 6.05%
|  |  |  | LPG | 1.706% | 1.706% | 1.647% | 1.59% | 1.54% | 1.47% | 1.32% | 1.18% | 1.08% | 0.95%
|  |  |  | DIESEL | 95.78% | 95.78% | 95.57% | 95.31% | 94.86% | 94.43% | 94.08% | 93.72% | 93.32% | 93%
|  | RAIL |  | DIESEL | 49.6% | 49.6% | 49.27% | 48% | 47% | 45% | 42% | 38% | 35% | 35%
|  |  |  | ELECTRIC | 50.4% | 50.4% | 50.73% | 52% | 53% | 55% | 58% | 62% | 65% | 65%
|  | AIR |  | AIR
| 2 | Calculation of Passenger KM per scenario |  |  | Billion-passenger-km 2052: Billion-passenger-km
|  | Mode | Sub-mode | Technology | 2007 | 2012 | 2017 | 2022 | 2027 | 2032 | 2037 | 2042 | 2047 | 2052
|  | ROAD | BUS | DIESEL | 4430.3619 | 4430.3619 | 5766.4555 | 7276.1112 | 8638.8908 | 9899.2689 | 10933.0519 | 11563.3953 | 11979.5745 | 12284.2433
|  |  |  | CNG | 52.7372 | 52.7372 | 79.2774 | 114.5553 | 158.3503 | 212.3439 | 291.8474 | 369.9332 | 447.37 | 521.3715
|  |  |  | Electric | 0 | 0 | 0 | 0 | 0 | 0 | 0 | 0 | 0 | 0
|  |  | ONMI-BUS | DIESEL | 94.7605 | 94.7605 | 123.6602 | 156.4909 | 186.4139 | 214.4118 | 237.8206 | 252.7841 | 263.4094 | 271.9796
|  |  |  | CNG | 1.128 | 1.128 | 1.7001 | 2.4638 | 3.417 | 4.5992 | 6.3484 | 8.087 | 9.8369 | 11.5434
|  |  | CAR | PETROL | 322.8887 | 322.8887 | 587.6434 | 953.6716 | 1403.7922 | 1937.7706 | 2561.6871 | 3197.5595 | 3873.3733 | 4565.2623
|  |  |  | DIESEL | 76.9245 | 76.9245 | 178.459 | 356.1395 | 606.7522 | 961.3436 | 1433.3956 | 2010.0434 | 2727.2039 | 3683.4083
|  |  |  | CNG | 8.7651 | 8.7651 | 21.0142 | 43.2954 | 78.011 | 126.0778 | 173.7449 | 226.4838 | 287.0741 | 360.2708
|  |  |  | LPG | 8.7651 | 8.7651 | 21.0142 | 43.2954 | 78.011 | 126.0778 | 173.7449 | 226.4838 | 287.0741 | 360.2708
|  |  |  | ELECTRIC | 0.044015 | 0.044015 | 0.10755 | 0.22441 | 0.40803 | 0.68053 | 1.0578 | 1.5352 | 2.1441 | 2.9282
|  |  | 2W | PETROL | 122.4747 | 122.4747 | 119.8937 | 100.8029 | 54.1539 | 0 | 0 | 0 | 0 | 135.2985
|  |  |  | PETROL | 697.5495 | 697.5495 | 988.013 | 1353.0701 | 1739.5155 | 2144.4926 | 2486.5899 | 2774.769 | 3050.7011 | 3207.0263
|  |  |  | PETROL | 8.28 | 8.28 | 5.0472 | 0 | 0 | 0 | 0 | 0 | 0 | 0
|  |  |  | ELECTRIC | 1.9353 | 1.9353 | 30.9302 | 79.3411 | 148.4916 | 241.3666 | 358.0689 | 491.9047 | 648.4249 | 835.5812
|  |  | 3W | CNG | 19.8015 | 19.8015 | 40.1273 | 73.8309 | 121.0717 | 186.6651 | 272.686 | 376.3457 | 504.1555 | 661.2452
|  |  |  | LPG | 14.1132 | 14.1132 | 30.7508 | 56.7485 | 76.1022 | 94.2506 | 102.4638 | 99.6521 | 84.9104 | 60.9659
|  |  |  | PETROL | 80.6945 | 80.6945 | 141.9565 | 231.6264 | 345.9191 | 489.6133 | 661.0571 | 848.103 | 1061.3799 | 1313.1111
|  |  |  | DIESEL | 87.1269 | 87.1269 | 142.0567 | 216.8602 | 321.7048 | 453.5043 | 616.4357 | 796.1567 | 1003.004 | 1247.4555
|  |  | TAXI | CNG | 3.1483 | 3.1483 | 5.8649 | 10.3412 | 17.5437 | 27.815 | 41.5932 | 58.552 | 79.7795 | 105.8789
|  |  |  | LPG | 2.1411 | 2.1411 | 3.473 | 5.304 | 7.5048 | 9.9727 | 11.9354 | 13.5473 | 15.3861 | 16.6256
|  |  |  | DIESEL | 120.1787 | 120.1787 | 201.4881 | 317.9404 | 462.2777 | 640.6272 | 850.6714 | 1075.979 | 1329.4688 | 1627.5606
|  | RAIL |  | DIESEL | 519.0751 | 519.0751 | 693.8604 | 884.5591 | 1070.419 | 1227.5659 | 1331.0624 | 1346.6016 | 1366.5658 | 1500.6124
|  |  |  | ELECTRIC | 527.4473 | 527.4473 | 714.5166 | 958.2724 | 1207.0682 | 1500.3583 | 1838.1338 | 2197.0868 | 2537.9079 | 2786.8516
|  | AIR |  | AIR | 55.1501 | 55.1501 | 99.7323 | 165.5119 | 249.99 | 356.655 | 484.3316 | 624.0537 | 783.5361 | 971.7831
|  | Total Billion Passenger KM demand |  |  | 7255.4914 | 7255.4914 | 9997.0423 | 13400.4568 | 16975.8085 | 20855.4608 | 24867.7279 | 28559.0566 | 32342.2801 | 36531.2741
| 3 | Calculation of energy per vehicle-Passenger Km |  |  | Billion-passenger-km 2052: TWh/vehicle-passenger-km
|  | Mode | Sub-mode | Technology | 2007 | 2012 | 2017 | 2022 | 2027 | 2032 | 2037 | 2042 | 2047 | 2052
|  | ROAD | BUS | DIESEL | 4.1008e-11 | 4.1008e-11 | 4.0804e-11 | 4.0601e-11 | 4.0398e-11 | 4.0197e-11 | 3.9996e-11 | 3.9797e-11 | 3.9599e-11 | 3.9401e-11
|  |  |  | CNG | 6.3429e-11 | 6.3429e-11 | 6.3112e-11 | 6.2798e-11 | 6.2485e-11 | 6.2173e-11 | 6.1863e-11 | 6.1555e-11 | 6.1248e-11 | 6.0943e-11
|  |  |  | Electric | 2.6618e-11 | 2.6618e-11 | 2.6485e-11 | 2.6353e-11 | 2.6222e-11 | 2.6091e-11 | 2.5961e-11 | 2.5832e-11 | 2.5703e-11 | 2.5575e-11
|  |  | ONMI-BUS | DIESEL | 1.3915e-10 | 1.3915e-10 | 1.3845e-10 | 1.3776e-10 | 1.3708e-10 | 1.3639e-10 | 1.3571e-10 | 1.3504e-10 | 1.3436e-10 | 1.3369e-10
|  |  |  | CNG | 1.4271e-10 | 1.4271e-10 | 1.42e-10 | 1.413e-10 | 1.4059e-10 | 1.3989e-10 | 1.3919e-10 | 1.385e-10 | 1.3781e-10 | 1.3712e-10 | 0
|  |  | CAR | PETROL | 2.1294e-10 | 2.1294e-10 | 2.1188e-10 | 2.1083e-10 | 2.0977e-10 | 2.0873e-10 | 2.0769e-10 | 2.0665e-10 | 2.0562e-10 | 2.046e-10
|  |  |  | DIESEL | 2.7056e-10 | 2.7056e-10 | 2.6921e-10 | 2.6787e-10 | 2.6654e-10 | 2.6521e-10 | 2.6389e-10 | 2.6257e-10 | 2.6126e-10 | 2.5996e-10
|  |  |  | CNG | 2.3125e-10 | 2.3125e-10 | 2.301e-10 | 2.2895e-10 | 2.2781e-10 | 2.2667e-10 | 2.2554e-10 | 2.2442e-10 | 2.233e-10 | 2.2219e-10
|  |  |  | LPG | 1.6701e-10 | 1.6701e-10 | 1.6618e-10 | 1.6535e-10 | 1.6453e-10 | 1.6371e-10 | 1.6289e-10 | 1.6208e-10 | 1.6127e-10 | 1.6047e-10
|  |  |  | ELECTRIC | 2.6618e-11 | 2.6618e-11 | 2.6485e-11 | 2.6353e-11 | 2.6222e-11 | 2.6091e-11 | 2.5961e-11 | 2.5832e-11 | 2.5703e-11 | 2.5575e-11
|  |  | 2W | PETROL | 1.4374e-10 | 1.4374e-10 | 1.4302e-10 | 1.4231e-10 | 1.416e-10 | 1.4089e-10 | 1.4019e-10 | 1.3949e-10 | 1.388e-10 | 1.381e-10
|  |  |  | PETROL | 1.0454e-10 | 1.0454e-10 | 1.0401e-10 | 1.035e-10 | 1.0298e-10 | 1.0247e-10 | 1.0196e-10 | 1.0145e-10 | 1.0094e-10 | 1.0044e-10
|  |  |  | PETROL | 1.1499e-10 | 1.1499e-10 | 1.1442e-10 | 1.1385e-10 | 1.1328e-10 | 1.1271e-10 | 1.1215e-10 | 1.1159e-10 | 1.1104e-10 | 1.1048e-10
|  |  |  | ELECTRIC | 8.5557e-12 | 8.5557e-12 | 8.5131e-12 | 8.4707e-12 | 8.4284e-12 | 8.3864e-12 | 8.3446e-12 | 8.303e-12 | 8.2616e-12 | 8.2204e-12
|  |  | 3W | CNG | 1.6218e-10 | 1.6218e-10 | 1.6137e-10 | 1.6056e-10 | 1.5976e-10 | 1.5897e-10 | 1.5817e-10 | 1.5738e-10 | 1.566e-10 | 1.5582e-10 | 0
|  |  |  | LPG | 1.3665e-10 | 1.3665e-10 | 1.3597e-10 | 1.3529e-10 | 1.3461e-10 | 1.3394e-10 | 1.3328e-10 | 1.3261e-10 | 1.3195e-10 | 1.3129e-10
|  |  |  | PETROL | 1.4934e-10 | 1.4934e-10 | 1.4859e-10 | 1.4785e-10 | 1.4711e-10 | 1.4638e-10 | 1.4565e-10 | 1.4493e-10 | 1.442e-10 | 1.4348e-10
|  |  |  | DIESEL | 1.9765e-10 | 1.9765e-10 | 1.9667e-10 | 1.9569e-10 | 1.9471e-10 | 1.9374e-10 | 1.9277e-10 | 1.9181e-10 | 1.9086e-10 | 1.8991e-10
|  |  | TAXI | CNG | 3.2019e-10 | 3.2019e-10 | 3.186e-10 | 3.1701e-10 | 3.1543e-10 | 3.1386e-10 | 3.1229e-10 | 3.1073e-10 | 3.0919e-10 | 3.0764e-10
|  |  |  | LPG | 2.3125e-10 | 2.3125e-10 | 2.301e-10 | 2.2895e-10 | 2.2781e-10 | 2.2667e-10 | 2.2554e-10 | 2.2442e-10 | 2.233e-10 | 2.2219e-10
|  |  |  | DIESEL | 3.7463e-10 | 3.7463e-10 | 3.7276e-10 | 3.709e-10 | 3.6905e-10 | 3.6721e-10 | 3.6538e-10 | 3.6356e-10 | 3.6175e-10 | 3.5994e-10
|  | RAIL |  | DIESEL | 2.7946e-11 | 2.7946e-11 | 2.2551e-11 | 1.8197e-11 | 1.4684e-11 | 1.185e-11 | 9.562e-12 | 7.7161e-12 | 6.2265e-12 | 5.0245e-12
|  |  |  | ELECTRIC | 1.4763e-11 | 1.4763e-11 | 1.3597e-11 | 1.2522e-11 | 1.1533e-11 | 1.0621e-11 | 9.7822e-12 | 9.0092e-12 | 8.2973e-12 | 7.6417e-12
|  | AIR |  | AIR | 3.5094e-10 | 3.5094e-10 | 3.4657e-10 | 3.4226e-10 | 3.38e-10 | 3.338e-10 | 3.2965e-10 | 3.2555e-10 | 3.215e-10 | 3.175e-10
| 4 | Calculation of Energy Demand per Scenario |  |  | TWh/vehicle-passenger-km 2052: TWh
|  | Mode | Sub-mode | Technology | 2007 | 2012 | 2017 | 2022 | 2027 | 2032 | 2037 | 2042 | 2047 | 2052
|  | ROAD | BUS | DIESEL | 181.6824 | 181.6824 | 235.2947 | 295.4148 | 348.996 | 397.9195 | 437.2836 | 460.1895 | 474.3756 | 484.0152
|  |  |  | CNG | 3.3451 | 3.3451 | 5.0034 | 7.1938 | 9.8945 | 13.2021 | 18.0547 | 22.7712 | 27.4006 | 31.7738
|  |  |  | ELectric | 0 | 0 | 0 | 0 | 0 | 0 | 0 | 0 | 0 | 0
|  |  | ONMI-BUS | DIESEL | 13.1856 | 13.1856 | 17.1211 | 21.5586 | 25.5529 | 29.2442 | 32.2753 | 34.135 | 35.3925 | 36.3618
|  |  |  | CNG | 0.16098 | 0.16098 | 0.24142 | 0.34812 | 0.48039 | 0.64339 | 0.88365 | 1.12 | 1.3556 | 1.5829
|  |  | CAR | PETROL | 68.7569 | 68.7569 | 124.5107 | 201.058 | 294.4794 | 404.4679 | 532.0315 | 660.784 | 796.4524 | 934.0408
|  |  |  | DIESEL | 20.8129 | 20.8129 | 48.0437 | 95.3998 | 161.7217 | 254.9559 | 378.2528 | 527.7778 | 712.5132 | 957.5353
|  |  |  | CNG | 2.0269 | 2.0269 | 4.8353 | 9.9125 | 17.7716 | 28.5785 | 39.187 | 50.8273 | 64.1038 | 80.0476
|  |  |  | LPG | 1.4639 | 1.4639 | 3.4922 | 7.159 | 12.8351 | 20.64 | 28.3017 | 36.7086 | 46.2972 | 57.8121
|  |  |  | ELECTRIC | 0.0011716 | 0.0011716 | 0.0028485 | 0.005914 | 0.010699 | 0.017756 | 0.027461 | 0.039657 | 0.055109 | 0.074887
|  |  | 2W | PETROL | 17.6041 | 17.6041 | 17.1472 | 14.345 | 7.6681 | 0 | 0 | 0 | 0 | 18.6852
|  |  |  | PETROL | 72.9188 | 72.9188 | 102.7677 | 140.0373 | 179.1354 | 219.7391 | 253.5225 | 281.4938 | 307.9436 | 322.1096
|  |  |  | PETROL | 0.95211 | 0.95211 | 0.57748 | 0 | 0 | 0 | 0 | 0 | 0 | 0
|  |  |  | ELECTRIC | 0.016558 | 0.016558 | 0.26331 | 0.67207 | 1.2516 | 2.0242 | 2.9879 | 4.0843 | 5.357 | 6.8688
|  |  | 3W | CNG | 3.2113 | 3.2113 | 6.4752 | 11.8545 | 19.3427 | 29.6734 | 43.1317 | 59.2311 | 78.9509 | 103.035
|  |  |  | LPG | 1.9285 | 1.9285 | 4.1811 | 7.6774 | 10.2445 | 12.6242 | 13.6559 | 13.215 | 11.2039 | 8.0044
|  |  |  | PETROL | 12.0506 | 12.0506 | 21.0936 | 34.2463 | 50.8897 | 71.6701 | 96.2838 | 122.9115 | 153.0539 | 188.4103
|  |  |  | DIESEL | 17.2208 | 17.2208 | 27.9377 | 42.4364 | 62.6392 | 87.8617 | 118.8326 | 152.713 | 191.4299 | 236.8982
|  |  | TAXI | CNG | 1.0081 | 1.0081 | 1.8685 | 3.2782 | 5.5338 | 8.7299 | 12.9892 | 18.1941 | 24.6666 | 32.573
|  |  |  | LPG | 0.49512 | 0.49512 | 0.79912 | 1.2144 | 1.7097 | 2.2605 | 2.692 | 3.0403 | 3.4357 | 3.694
|  |  |  | DIESEL | 45.022 | 45.022 | 75.1063 | 117.924 | 170.6039 | 235.2453 | 310.8186 | 391.1818 | 480.9308 | 585.8295
|  | RAIL |  | DIESEL | 14.506 | 14.506 | 15.6472 | 16.0967 | 15.7185 | 14.5462 | 12.7277 | 10.3905 | 8.5089 | 7.5398
|  |  |  | ELECTRIC | 7.7868 | 7.7868 | 9.715 | 11.9998 | 13.9209 | 15.936 | 17.981 | 19.7941 | 21.0579 | 21.2963
|  | AIR |  | AIR | 19.3542 | 19.3542 | 34.5644 | 56.6482 | 84.4975 | 119.0514 | 159.659 | 203.1595 | 251.9061 | 308.5414
|  | Total Energy Demand in TWh |  |  | 505.5108 | 505.5108 | 756.6893 | 1096.4808 | 1494.8975 | 1969.0313 | 2511.5796 | 3073.762 | 3696.3913 | 4426.7299
TWh
|  | Vector | Fuel | Comment | 2007 | 2012 | 2017 | 2022 | 2027 | 2032 | 2037 | 2042 | 2047 | 2052
|  |  | PETROL |  | 172.2824 | 172.2824 | 266.0967 | 389.6865 | 532.1725 | 695.877 | 881.8378 | 1065.1893 | 1257.45 | 1463.2459
|  |  | DIESEL |  | 292.4297 | 292.4297 | 419.1507 | 588.8303 | 785.2322 | 1019.7729 | 1290.1906 | 1576.3877 | 1903.151 | 2308.1799
|  |  | CNG |  | 9.7524 | 9.7524 | 18.4239 | 32.5872 | 53.023 | 80.8273 | 114.2462 | 152.1438 | 196.4774 | 249.0122
|  |  | LPG |  | 3.8876 | 3.8876 | 8.4724 | 16.0508 | 24.7892 | 35.5248 | 44.6496 | 52.9639 | 60.9368 | 69.5105
|  |  | ATF |  | 19.3542 | 19.3542 | 34.5644 | 56.6482 | 84.4975 | 119.0514 | 159.659 | 203.1595 | 251.9061 | 308.5414
|  |  | ELECTRIC |  | 7.8046 | 7.8046 | 9.9812 | 12.6777 | 15.1831 | 17.978 | 20.9964 | 23.918 | 26.47 | 28.24
|  |  | Total Fuel Demand in TWh |  | 505.5108 | 505.5108 | 756.6893 | 1096.4808 | 1494.8975 | 1969.0313 | 2511.5796 | 3073.762 | 3696.3913 | 4426.7299
| 3 | Calculation of Fuel Demand
| Vector | Fuel Demand |  | units | 2007 | 2012 | 2017 | 2022 | 2027 | 2032 | 2037 | 2042 | 2047 | 2052
| V.01 | Electricity (delivered to end user) |  | TWh | 7.8046 | 7.8046 | 9.9812 | 12.6777 | 15.1831 | 17.978 | 20.9964 | 23.918 | 26.47 | 28.24
| V.04 | Liquid hydrocarbons |  | TWh | 487.9539 | 487.9539 | 728.2842 | 1051.2159 | 1426.6914 | 1870.2261 | 2376.337 | 2897.7003 | 3473.4438 | 4149.4777
| V.05 | Gaseous hydrocarbons |  | TWh | 9.7524 | 9.7524 | 18.4239 | 32.5872 | 53.023 | 80.8273 | 114.2462 | 152.1438 | 196.4774 | 249.0122
| 4 | Calculation of Emissions
Combustion emissions
|  | CO2 |  | Mt CO2e | 132.0892 | 132.0892 | 197.9162 | 286.8676 | 391.0816 | 514.9145 | 656.5551 | 803.1548 | 965.5395 | 1156.3056
|  | CH4 |  | Mt CO2e | 0 | 0 | 0 | 0 | 0 | 0 | 0 | 0 | 0 | 0
|  | N2O |  | Mt CO2e | 0 | 0 | 0 | 0 | 0 | 0 | 0 | 0 | 0 | 0
Outputs
6
|  | Energy produced and required - Total Passenger Transport |  |  | 2052: TWh
|  | Vector | Name | Notes | 2007 | 2012 | 2017 | 2022 | 2027 | 2032 | 2037 | 2042 | 2047 | 2052 |  |  | 2012 | 2047
|  | T.01 | Road transport |  | 463.8638 | 463.8638 | 696.7627 | 1011.7361 | 1380.7606 | 1819.4977 | 2321.212 | 2840.418 | 3414.9185 | 4089.3524 |  | Elec | 1.544% | 0.7161%
|  | T.02 | Rail transport |  | 22.2928 | 22.2928 | 25.3622 | 28.0965 | 29.6394 | 30.4822 | 30.7087 | 30.1846 | 29.5668 | 28.836 |  | Oil | 96.53% | 93.97%
|  | T.03 | Domestic aviation |  | 19.3542 | 19.3542 | 34.5644 | 56.6482 | 84.4975 | 119.0514 | 159.659 | 203.1595 | 251.9061 | 308.5414 |  | Gas | 1.929% | 5.315%
|  | V.01 | Electricity (delivered to end user) |  | -7.8046 | -7.8046 | -9.9812 | -12.6777 | -15.1831 | -17.978 | -20.9964 | -23.918 | -26.47 | -28.24
|  | V.04 | Liquid hydrocarbons |  | -487.9539 | -487.9539 | -728.2842 | -1051.2159 | -1426.6914 | -1870.2261 | -2376.337 | -2897.7003 | -3473.4438 | -4149.4777 |  |  | 2012 | 2047
|  | V.05 | Gaseous hydrocarbons |  | -9.7524 | -9.7524 | -18.4239 | -32.5872 | -53.023 | -80.8273 | -114.2462 | -152.1438 | -196.4774 | -249.0122 |  | Elec | 1.385% | 0.6879%
|  | Total |  |  | -5.862e-14 | 0 | -2.558e-13 | -8.5265e-14 | 0 | 2.8422e-13 | 3.5527e-13 | -3.6948e-13 | -5.9686e-13 | 8.5265e-13 |  | Oil | 96.88% | 94.21%
[16 empty] | Gas | 1.73% | 5.106%
|  | Energy produced and required - Passenger Road Trransport |  |  | 2052: TWh
|  | Vector | Name | Notes | 2007 | 2012 | 2017 | 2022 | 2027 | 2032 | 2037 | 2042 | 2047 | 2052
|  | P.01 | Public Road Transport |  | 198.374 | 198.374 | 257.6607 | 324.5154 | 384.9238 | 441.0092 | 488.4972 | 518.2158 | 538.5243 | 553.7337
|  | P.02 | Private Road Transport |  | 265.4897 | 265.4897 | 439.102 | 687.2208 | 995.8368 | 1378.4885 | 1832.7148 | 2322.2022 | 2876.3942 | 3535.6187
|  | V.01 | Electricity (delivered to end user) |  | -0.017729 | -0.017729 | -0.26616 | -0.67799 | -1.2622 | -2.042 | -3.0154 | -4.1239 | -5.4121 | -6.9437
|  | V.04 | Liquid hydrocarbons |  | -454.0937 | -454.0937 | -678.0726 | -978.471 | -1326.4754 | -1736.6285 | -2203.9504 | -2684.1503 | -3213.0289 | -3833.3965
|  | V.05 | Gaseous hydrocarbons |  | -9.7524 | -9.7524 | -18.4239 | -32.5872 | -53.023 | -80.8273 | -114.2462 | -152.1438 | -196.4774 | -249.0122
|  | Total |  |  | 5.5067e-14 | 1.1191e-13 | 8.5265e-14 | 0 | 0 | 2.8422e-13 | -1.009e-12 | 0 | -5.9686e-13 | 0
|  | Energy produced and required - Passenger Rail Transport |  |  | 2052: TWh
|  | Vector | Name | Notes | 2007 | 2012 | 2017 | 2022 | 2027 | 2032 | 2037 | 2042 | 2047 | 2052
|  | T.02 | Rail transport |  | 22.2928 | 22.2928 | 25.3622 | 28.0965 | 29.6394 | 30.4822 | 30.7087 | 30.1846 | 29.5668 | 28.836
|  | V.01 | Electricity (delivered to end user) |  | -7.7868 | -7.7868 | -9.715 | -11.9998 | -13.9209 | -15.936 | -17.981 | -19.7941 | -21.0579 | -21.2963
|  | V.04 | Liquid hydrocarbons |  | -14.506 | -14.506 | -15.6472 | -16.0967 | -15.7185 | -14.5462 | -12.7277 | -10.3905 | -8.5089 | -7.5398
|  | Total |  |  | 0 | 0 | 0 | 0 | 0 | 0 | 0 | 0 | 0 | 0
|  | Energy produced and required - Passenger Domestic Aviation Transport |  |  | 2052: TWh
|  | Vector | Name | Notes | 2007 | 2012 | 2017 | 2022 | 2027 | 2032 | 2037 | 2042 | 2047 | 2052
|  | T.03 | Domestic aviation |  | 19.3542 | 19.3542 | 34.5644 | 56.6482 | 84.4975 | 119.0514 | 159.659 | 203.1595 | 251.9061 | 308.5414
|  | V.04 | Liquid hydrocarbons |  | -19.3542 | -19.3542 | -34.5644 | -56.6482 | -84.4975 | -119.0514 | -159.659 | -203.1595 | -251.9061 | -308.5414
|  | Total |  |  | 0 | 0 | 0 | 0 | 0 | 0 | 0 | 0 | 0 | 0
|  | Emissions produced - Domestic Pasenger Transport |  |  | 2052: Mt CO2e
Emissions
|  | GHG | IPCC Sector | Notes | 2007 | 2012 | 2017 | 2022 | 2027 | 2032 | 2037 | 2042 | 2047 | 2052
|  | CO2 | 1A | Fuel Combustion | 132.0892 | 132.0892 | 197.9162 | 286.8676 | 391.0816 | 514.9145 | 656.5551 | 803.1548 | 965.5395 | 1156.3056
|  | CH4 | 1A | Fuel Combustion | 0 | 0 | 0 | 0 | 0 | 0 | 0 | 0 | 0 | 0
|  | N2O | 1A | Fuel Combustion | 0 | 0 | 0 | 0 | 0 | 0 | 0 | 0 | 0 | 0
|  | Total |  |  | 132.0892 | 132.0892 | 197.9162 | 286.8676 | 391.0816 | 514.9145 | 656.5551 | 803.1548 | 965.5395 | 1156.3056
|  | Emissions produced - Road |  |  | 2052: Mt CO2e
|  | GHG | IPCC Sector | Notes | 2007 | 2012 | 2017 | 2022 | 2027 | 2032 | 2037 | 2042 | 2047 | 2052
|  | CO2 | 1A | Fuel Combustion | 123.0579 | 123.0579 | 184.5236 | 267.4648 | 364.3516 | 479.2809 | 610.5754 | 746.1959 | 896.0805 | 1071.9991
|  | CH4 | 1A | Fuel Combustion | 0 | 0 | 0 | 0 | 0 | 0 | 0 | 0 | 0 | 0
|  | N2O | 1A | Fuel Combustion | 0 | 0 | 0 | 0 | 0 | 0 | 0 | 0 | 0 | 0
|  | Total |  |  | 123.0579 | 123.0579 | 184.5236 | 267.4648 | 364.3516 | 479.2809 | 610.5754 | 746.1959 | 896.0805 | 1071.9991
|  | Emissions produced - Rail |  |  | 2052: Mt CO2e
|  | GHG | IPCC Sector | Notes | 2007 | 2012 | 2017 | 2022 | 2027 | 2032 | 2037 | 2042 | 2047 | 2052
|  | CO2 | 1A | Fuel Combustion | 3.8691 | 3.8691 | 4.1735 | 4.2934 | 4.1925 | 3.8798 | 3.3948 | 2.7714 | 2.2695 | 2.011
|  | CH4 | 1A | Fuel Combustion | 0 | 0 | 0 | 0 | 0 | 0 | 0 | 0 | 0 | 0
|  | N2O | 1A | Fuel Combustion | 0 | 0 | 0 | 0 | 0 | 0 | 0 | 0 | 0 | 0
|  | Total |  |  | 3.8691 | 3.8691 | 4.1735 | 4.2934 | 4.1925 | 3.8798 | 3.3948 | 2.7714 | 2.2695 | 2.011
|  | Emissions produced - National Aviation |  |  | 2052: Mt CO2e
|  | GHG | IPCC Sector | Notes | 2007 | 2012 | 2017 | 2022 | 2027 | 2032 | 2037 | 2042 | 2047 | 2052
|  | CO2 | 1A | Fuel Combustion | 5.1622 | 5.1622 | 9.2191 | 15.1094 | 22.5375 | 31.7539 | 42.5849 | 54.1875 | 67.1894 | 82.2954
|  | CH4 | 1A | Fuel Combustion | 0 | 0 | 0 | 0 | 0 | 0 | 0 | 0 | 0 | 0
|  | N2O | 1A | Fuel Combustion | 0 | 0 | 0 | 0 | 0 | 0 | 0 | 0 | 0 | 0
|  | Total |  |  | 5.1622 | 5.1622 | 9.2191 | 15.1094 | 22.5375 | 31.7539 | 42.5849 | 54.1875 | 67.1894 | 82.2954
Car EV
Information
|  | Vector | Information type | Notes | 2007 | 2012 | 2017 | 2022 | 2027 | 2032 | 2037 | 2042 | 2047 | 2052
|  | B.08 | Shiftable electricity demand | GW | 0.00013365 | 0.00013365 | 0.00032495 | 0.00067465 | 0.0012205 | 0.0020255 | 0.0031327 | 0.0045239 | 0.0062867 | 0.0085429
[5 empty] | 0 | 0 | 0 | 0 | 0 | 0 | 0 | 0 | 0 | 0
[5 empty] | 0 | 0 | 0 | 0 | 0 | 0 | 0 | 0 | 0 | 0
[5 empty] | 0 | 0 | 0 | 0 | 0 | 0 | 0 | 0 | 0 | 0
Note on F18: himanshu: extraploate as per GDP griowth
Note on D140: Astha: Link to aassumptions sheet

## XII.b
XII | Transport
XII.b | Domestic freight
Trajectory choice
|  |  | Component | Trajectory
|  |  | Freight Transport Demand Per Capita | 1
|  |  | Freight Transport Mode | 1
Trajectory assumptions
|  | Total Freight Transport Demand | [11 empty] | BT-KM
|  | Trajectory | Comment | Notes | 2007 | 2012 | 2017 | 2022 | 2027 | 2032 | 2037 | 2042 | 2047 | 2052
|  | 1 |  | BAU | 1603.566 | 1603.566 | 2563.6794 | 3890.6525 | 5700.1921 | 8145.0748 | 11266.2182 | 13691.1935 | 16652.5752 | 20122.1003
|  | 2 |  | 10% less | 1603.566 | 1603.566 | 2526.1622 | 3786.2691 | 5477.7456 | 7727.888 | 10551.7751 | 12656.0057 | 15190.3978 | 18109.8903 |  | 0.1
|  | 3 |  | 15% less | 1603.566 | 1603.566 | 2507.4035 | 3734.0775 | 5366.5223 | 7519.2947 | 10194.5536 | 12138.4118 | 14459.3092 | 17103.7852 |  | 0.15
|  | 4 |  | 20% less | 1603.566 | 1603.566 | 2488.6449 | 3681.8858 | 5255.299 | 7310.7013 | 9837.332 | 11620.8179 | 13728.2205 | 16097.6802 |  | 0.2
|  | Chosen |  |  | 1603.566 | 1603.566 | 2563.6794 | 3890.6525 | 5700.1921 | 8145.0748 | 11266.2182 | 13691.1935 | 16652.5752 | 20122.1003
Modal Shares for Freight Transport Demand
|  | Trajectory | Description | Delta | 2007 | 2012 | 2017 | 2022 | 2027 | 2032 | 2037 | 2042 | 2047 | 2052
|  | 1 | ROAD |  | 58.34% | 58.34% | 60.1% | 61.86% | 63.61% | 65.37% | 67.12% | 68.88% | 70.63% | 72.39%
|  |  | RAIL |  | 41.63% | 41.63% | 39.88% | 38.12% | 36.36% | 34.6% | 32.85% | 31.09% | 29.33% | 27.58%
|  |  | AIR |  | 0.02331% | 0.02331% | 0.02491% | 0.02652% | 0.02813% | 0.02974% | 0.03135% | 0.03296% | 0.03456% | 0.03617%
|  | 2 | ROAD |  | 58.34% | 58.34% | 59.17% | 60% | 60.83% | 61.65% | 62.48% | 63.31% | 64.14% | 64.96%
|  |  | RAIL |  | 41.63% | 41.63% | 40.8% | 39.97% | 39.15% | 38.32% | 37.49% | 36.66% | 35.83% | 35%
|  |  | AIR |  | 0.02331% | 0.02331% | 0.02491% | 0.02652% | 0.02813% | 0.02974% | 0.03135% | 0.03296% | 0.03456% | 0.03617%
|  | 3 | ROAD |  | 58.34% | 58.34% | 58.55% | 58.75% | 58.95% | 59.15% | 59.36% | 59.56% | 59.76% | 59.96%
|  |  | RAIL |  | 41.63% | 41.63% | 41.43% | 41.22% | 41.02% | 40.82% | 40.61% | 40.41% | 40.2% | 40%
|  |  | AIR |  | 0.02331% | 0.02331% | 0.02491% | 0.02652% | 0.02813% | 0.02974% | 0.03135% | 0.03296% | 0.03456% | 0.03617%
|  | 4 | ROAD |  | 58.34% | 58.34% | 57.92% | 57.5% | 57.08% | 56.65% | 56.23% | 55.81% | 55.39% | 54.96%
|  |  | RAIL |  | 41.63% | 41.63% | 42.05% | 42.47% | 42.9% | 43.32% | 43.74% | 44.16% | 44.58% | 45%
|  |  | AIR |  | 0.02331% | 0.02331% | 0.02491% | 0.02652% | 0.02813% | 0.02974% | 0.03135% | 0.03296% | 0.03456% | 0.03617%
|  | Chosen | ROAD |  | 58.34% | 58.34% | 60.1% | 61.86% | 63.61% | 65.37% | 67.12% | 68.88% | 70.63% | 72.39%
|  |  | RAIL |  | 41.63% | 41.63% | 39.88% | 38.12% | 36.36% | 34.6% | 32.85% | 31.09% | 29.33% | 27.58%
|  |  | AIR |  | 0.02331% | 0.02331% | 0.02491% | 0.02652% | 0.02813% | 0.02974% | 0.03135% | 0.03296% | 0.03456% | 0.03617%
Trajectories for Freight Efficiency
Trajectory 1
|  | Efficiencies - Energy/Vehicle-tonne-km |  |  | 2012: 9.75e-09; 2017: 1e-09; 2022: 1.0031e-08; 2052: TWh/vehicle-ton-km
Trajectory 1
|  | Mode | Type | Technology | 2007 | 2012 | 2017 | 2022 | 2027 | 2032 | 2037 | 2042 | 2047 | 2052
|  | ROAD | HCV | DIESEL | 3.3161e-10 | 3.3161e-10 | 3.0019e-10 | 2.7604e-10 | 2.5601e-10 | 2.3756e-10 | 2.2102e-10 | 2.1205e-10 | 2.0105e-10 | 1.8778e-10
|  |  | LCV | DIESEL | 4.8765e-10 | 4.8765e-10 | 4.6167e-10 | 4.3707e-10 | 4.1378e-10 | 3.9174e-10 | 3.7087e-10 | 3.5111e-10 | 3.324e-10 | 3.1469e-10
|  | RAIL |  | DIESEL | 5.168e-11 | 5.168e-11 | 5.0647e-11 | 4.9636e-11 | 4.8645e-11 | 4.7673e-11 | 4.6721e-11 | 4.5788e-11 | 4.4873e-11 | 4.3977e-11
|  |  |  | ELECTRIC | 1.4547e-11 | 1.4547e-11 | 1.3748e-11 | 1.2992e-11 | 1.2278e-11 | 1.1603e-11 | 1.0965e-11 | 1.0363e-11 | 9.7932e-12 | 9.2549e-12
|  | AIR |  | AIR | 2.4731e-09 | 2.4731e-09 | 2.4424e-09 | 2.412e-09 | 2.382e-09 | 2.3524e-09 | 2.3231e-09 | 2.2942e-09 | 2.2657e-09 | 2.2375e-09
TWh/vehicle-ton-km
Trajectory 2
|  | Mode | Type | Technology | 2007 | 2012 | 2017 | 2022 | 2027 | 2032 | 2037 | 2042 | 2047 | 2052
|  | ROAD | HCV | DIESEL | 3.3161e-10 | 3.3161e-10 | 3.0019e-10 | 2.7604e-10 | 2.5601e-10 | 2.3756e-10 | 2.2102e-10 | 2.1205e-10 | 2.0105e-10 | 1.8778e-10
|  |  | LCV | DIESEL | 4.8765e-10 | 4.8765e-10 | 4.6167e-10 | 4.3707e-10 | 4.1378e-10 | 3.9174e-10 | 3.7087e-10 | 3.5111e-10 | 3.324e-10 | 3.1469e-10
|  | RAIL |  | DIESEL | 5.168e-11 | 5.168e-11 | 5.0647e-11 | 4.9636e-11 | 4.8645e-11 | 4.7673e-11 | 4.6721e-11 | 4.5788e-11 | 4.4873e-11 | 4.3977e-11
|  |  |  | ELECTRIC | 1.4547e-11 | 1.4547e-11 | 1.3748e-11 | 1.1433e-11 | 1.0805e-11 | 1.0211e-11 | 9.6496e-12 | 9.1192e-12 | 8.618e-12 | 8.1443e-12
|  | AIR |  | AIR | 2.4731e-09 | 2.4731e-09 | 2.4424e-09 | 2.412e-09 | 2.382e-09 | 2.3524e-09 | 2.3231e-09 | 2.2942e-09 | 2.2657e-09 | 2.2375e-09
Trajectory 3
|  | Mode | Type | Technology | 2007 | 2012 | 2017 | 2022 | 2027 | 2032 | 2037 | 2042 | 2047 | 2052
|  | ROAD | HCV | DIESEL | 3.3161e-10 | 3.3161e-10 | 3.0019e-10 | 2.7604e-10 | 2.5601e-10 | 2.3756e-10 | 2.2102e-10 | 2.1205e-10 | 2.0105e-10 | 1.8778e-10
|  |  | LCV | DIESEL | 4.8765e-10 | 4.8765e-10 | 4.6167e-10 | 4.3707e-10 | 4.1378e-10 | 3.9174e-10 | 3.7087e-10 | 3.5111e-10 | 3.324e-10 | 3.1469e-10
|  | RAIL |  | DIESEL | 5.168e-11 | 5.168e-11 | 5.0647e-11 | 4.9636e-11 | 4.8645e-11 | 4.7673e-11 | 4.6721e-11 | 4.5788e-11 | 4.4873e-11 | 4.3977e-11
|  |  |  | ELECTRIC | 1.4547e-11 | 1.4547e-11 | 1.3748e-11 | 1.1433e-11 | 9.9943e-12 | 9.445e-12 | 8.9259e-12 | 8.4353e-12 | 7.9716e-12 | 7.5335e-12
|  | AIR |  | AIR | 2.4731e-09 | 2.4731e-09 | 2.4424e-09 | 2.412e-09 | 2.382e-09 | 2.3524e-09 | 2.3231e-09 | 2.2942e-09 | 2.2657e-09 | 2.2375e-09
Trajectory 4
|  | Mode | Type | Technology | 2007 | 2012 | 2017 | 2022 | 2027 | 2032 | 2037 | 2042 | 2047 | 2052
|  | ROAD | HCV | DIESEL | 3.3161e-10 | 3.3161e-10 | 3.0019e-10 | 2.7604e-10 | 2.5601e-10 | 2.3756e-10 | 2.2102e-10 | 2.1205e-10 | 2.0105e-10 | 1.8778e-10
|  |  | LCV | DIESEL | 4.8765e-10 | 4.8765e-10 | 4.6167e-10 | 4.3707e-10 | 4.1378e-10 | 3.9174e-10 | 3.7087e-10 | 3.5111e-10 | 3.324e-10 | 3.1469e-10
|  | RAIL |  | DIESEL | 5.168e-11 | 5.168e-11 | 5.0647e-11 | 4.9636e-11 | 4.8645e-11 | 4.7673e-11 | 4.6721e-11 | 4.5788e-11 | 4.4873e-11 | 4.3977e-11
|  |  |  | ELECTRIC | 1.4547e-11 | 1.4547e-11 | 1.3748e-11 | 1.1433e-11 | 9.9943e-12 | 8.7366e-12 | 8.2564e-12 | 7.8026e-12 | 7.3738e-12 | 6.9685e-12
|  | AIR |  | AIR | 2.4731e-09 | 2.4731e-09 | 2.4424e-09 | 2.412e-09 | 2.382e-09 | 2.3524e-09 | 2.3231e-09 | 2.2942e-09 | 2.2657e-09 | 2.2375e-09
Chosen Trajectory
|  | Mode | Type | Technology | 2007 | 2012 | 2017 | 2022 | 2027 | 2032 | 2037 | 2042 | 2047 | 2052
|  | ROAD | HCV | DIESEL | 3.3161e-10 | 3.3161e-10 | 3.0019e-10 | 2.7604e-10 | 2.5601e-10 | 2.3756e-10 | 2.2102e-10 | 2.1205e-10 | 2.0105e-10 | 1.8778e-10
|  |  | LCV | DIESEL | 4.8765e-10 | 4.8765e-10 | 4.6167e-10 | 4.3707e-10 | 4.1378e-10 | 3.9174e-10 | 3.7087e-10 | 3.5111e-10 | 3.324e-10 | 3.1469e-10
|  | RAIL |  | DIESEL | 5.168e-11 | 5.168e-11 | 5.0647e-11 | 4.9636e-11 | 4.8645e-11 | 4.7673e-11 | 4.6721e-11 | 4.5788e-11 | 4.4873e-11 | 4.3977e-11
|  |  |  | ELECTRIC | 1.4547e-11 | 1.4547e-11 | 1.3748e-11 | 1.2992e-11 | 1.2278e-11 | 1.1603e-11 | 1.0965e-11 | 1.0363e-11 | 9.7932e-12 | 9.2549e-12
|  | AIR |  | AIR | 2.4731e-09 | 2.4731e-09 | 2.4424e-09 | 2.412e-09 | 2.382e-09 | 2.3524e-09 | 2.3231e-09 | 2.2942e-09 | 2.2657e-09 | 2.2375e-09
Fixed assumptions
Modal Share by Technology
Trajectory 1 | bar: 2052
|  | Mode | Type | Technology | 2007 | 2012 | 2017 | 2022 | 2027 | 2032 | 2037 | 2042 | 2047 | 2052
|  | ROAD | HCV | DIESEL | 91.13% | 91.13% | 90.27% | 89.22% | 88.21% | 87.37% | 86.51% | 83.66% | 82.15% | 81.09%
|  |  | LCV | DIESEL | 8.872% | 8.872% | 9.731% | 10.78% | 11.79% | 12.63% | 13.49% | 16.34% | 17.85% | 18.91%
|  | RAIL |  | DIESEL | 34.4% | 34.4% | 33.07% | 31.8% | 30.8% | 30% | 30% | 30% | 30% | 30%
|  |  |  | ELECTRIC | 65.6% | 65.6% | 66.93% | 68.2% | 69.2% | 70% | 70% | 70% | 70% | 70%
|  | AIR |  | AIR | 0 | 0 | 0 | 0 | 0 | 0 | 0 | 0 | 0 | 0
Trajectory 2 | bar: 2052
|  | Mode | Type | Technology | 2007 | 2012 | 2017 | 2022 | 2027 | 2032 | 2037 | 2042 | 2047 | 2052
|  | ROAD | HCV | DIESEL | 91.13% | 91.13% | 90.27% | 89.22% | 88.21% | 87.37% | 86.51% | 83.66% | 82.15% | 81.09%
|  |  | LCV | DIESEL | 8.872% | 8.872% | 9.731% | 10.78% | 11.79% | 12.63% | 13.49% | 16.34% | 17.85% | 18.91%
|  | RAIL |  | DIESEL | 34.4% | 34.4% | 33.07% | 31.8% | 30.8% | 30% | 30% | 30% | 30% | 25%
|  |  |  | ELECTRIC | 65.6% | 65.6% | 66.93% | 68.2% | 69.2% | 70% | 70% | 70% | 70% | 75%
|  | AIR |  | AIR | 0 | 0 | 0 | 0 | 0 | 0 | 0 | 0 | 0 | 0
Trajectory 3 | bar: 2052
|  | Mode | Type | Technology | 2007 | 2012 | 2017 | 2022 | 2027 | 2032 | 2037 | 2042 | 2047 | 2052
|  | ROAD | HCV | DIESEL | 91.13% | 91.13% | 90.27% | 89.22% | 88.21% | 87.37% | 86.51% | 83.66% | 82.15% | 81.09%
|  |  | LCV | DIESEL | 8.872% | 8.872% | 9.731% | 10.78% | 11.79% | 12.63% | 13.49% | 16.34% | 17.85% | 18.91%
|  | RAIL |  | DIESEL | 34.4% | 34.4% | 33.07% | 31.8% | 30.8% | 30% | 30% | 30% | 30% | 20%
|  |  |  | ELECTRIC | 65.6% | 65.6% | 66.93% | 68.2% | 69.2% | 70% | 70% | 70% | 70% | 80%
|  | AIR |  | AIR | 0 | 0 | 0 | 0 | 0 | 0 | 0 | 0 | 0 | 0
Trajectory 4 | bar: 2007 to 2052
|  | Mode | Type | Technology | 2007 | 2012 | 2017 | 2022 | 2027 | 2032 | 2037 | 2042 | 2047 | 2052
|  | ROAD | HCV | DIESEL | 91.13% | 91.13% | 90.27% | 89.22% | 88.21% | 87.37% | 86.51% | 83.66% | 82.15% | 81.09%
|  |  | LCV | DIESEL | 8.872% | 8.872% | 9.731% | 10.78% | 11.79% | 12.63% | 13.49% | 16.34% | 17.85% | 18.91%
|  | RAIL |  | DIESEL | 34.4% | 34.4% | 33.07% | 31.8% | 35% | 30% | 25% | 22% | 20% | 15%
|  |  |  | ELECTRIC | 65.6% | 65.6% | 66.93% | 68.2% | 65% | 70% | 75% | 78% | 80% | 85%
|  | AIR |  | AIR | 0 | 0 | 0 | 0 | 0 | 0 | 0 | 0 | 0 | 0
|  | Selected trajectory | 1 | bar: 2007 to 2052
|  | Mode | Type | Technology | 2007 | 2012 | 2017 | 2022 | 2027 | 2032 | 2037 | 2042 | 2047 | 2052
|  | ROAD | HCV | DIESEL | 91.13% | 91.13% | 90.27% | 89.22% | 88.21% | 87.37% | 86.51% | 83.66% | 82.15% | 81.09%
|  |  | LCV | DIESEL | 8.872% | 8.872% | 9.731% | 10.78% | 11.79% | 12.63% | 13.49% | 16.34% | 17.85% | 18.91%
|  | RAIL |  | DIESEL | 34.4% | 34.4% | 33.07% | 31.8% | 30.8% | 30% | 30% | 30% | 30% | 30%
|  |  |  | ELECTRIC | 65.6% | 65.6% | 66.93% | 68.2% | 69.2% | 70% | 70% | 70% | 70% | 70%
|  | AIR |  | AIR | 0 | 0 | 0 | 0 | 0 | 0 | 0 | 0 | 0 | 0
Methodology
| 1 | Compute Frieght Volume per Scenario
| 2 | Multiply with Technology Efficiencies
| 3 | Compute Fuel Reuirement per mode
| 1 | Calculation of Volume of Freight per scenario |  |  | 2052: Billion-tonne-km
|  | Mode | Type | Technology | 2007 | 2012 | 2017 | 2022 | 2027 | 2032 | 2037 | 2042 | 2047 | 2052
|  | ROAD | HCV | DIESEL | 852.58 | 852.58 | 1390.8335 | 2147.2537 | 3198.2674 | 4651.7206 | 6542.0349 | 7888.9823 | 9663.0095 | 11811.6026
|  |  | LCV | DIESEL | 83.0054 | 83.0054 | 149.9287 | 259.3183 | 427.6714 | 672.4221 | 1020.0753 | 1541.1806 | 2099.232 | 2754.5355
|  | RAIL |  | DIESEL | 229.6568 | 229.6568 | 338.0334 | 471.6094 | 638.3761 | 845.553 | 1110.1729 | 1276.9556 | 1465.3733 | 1664.605
|  |  |  | ELECTRIC | 437.9501 | 437.9501 | 684.2451 | 1011.4391 | 1434.2736 | 1972.9569 | 2590.4034 | 2979.563 | 3419.2045 | 3884.0784
|  | AIR |  | AIR | 0.37373 | 0.37373 | 0.63873 | 1.0319 | 1.6035 | 2.4223 | 3.5317 | 4.5121 | 5.7558 | 7.2787
|  | Total |  |  | 1603.566 | 1603.566 | 2563.6794 | 3890.6525 | 5700.1921 | 8145.0748 | 11266.2182 | 13691.1935 | 16652.5752 | 20122.1003
4377.75
| 2 | Calculation of energy use by fuel per Scenario |  |  | Billion-tonne-km 2052: TWh
|  | Mode | Type | Technology | 2007 | 2012 | 2017 | 2022 | 2027 | 2032 | 2037 | 2042 | 2047 | 2052
|  | ROAD | HCV | DIESEL | 282.7204 | 282.7204 | 417.5206 | 592.7174 | 818.8039 | 1105.0637 | 1445.893 | 1672.8972 | 1942.7009 | 2217.9714
|  |  | LCV | DIESEL | 40.4774 | 40.4774 | 69.2171 | 113.3403 | 176.9637 | 263.4139 | 378.3134 | 541.1227 | 697.7911 | 866.8344
|  | RAIL |  | DIESEL | 11.8686 | 11.8686 | 17.1205 | 23.4088 | 31.0536 | 40.3101 | 51.8684 | 58.4691 | 65.7563 | 73.2047
|  |  |  | ELECTRIC | 6.371 | 6.371 | 9.4069 | 13.1408 | 17.6101 | 22.8926 | 28.4049 | 30.8764 | 33.4848 | 35.9467 |  |  | 1e-09 | 0.1086
|  | AIR |  | AIR | 0.9243 | 0.9243 | 1.56 | 2.489 | 3.8196 | 5.6982 | 8.2046 | 10.3518 | 13.041 | 16.2862 |  |  | 9.2083e-09
|  | Total |  |  | 342.3617 | 342.3617 | 514.8251 | 745.0963 | 1048.2509 | 1437.3785 | 1912.6844 | 2313.7172 | 2752.7742 | 3210.2434
| 3 | Calculation of Fuel Demand
| Vector | Fuel Demand |  | units | 2007 | 2012 | 2017 | 2022 | 2027 | 2032 | 2037 | 2042 | 2047 | 2052
| V.01 | Electricity (delivered to end user) |  | TWh | 6.371 | 6.371 | 9.4069 | 13.1408 | 17.6101 | 22.8926 | 28.4049 | 30.8764 | 33.4848 | 35.9467
| V.04 | Liquid hydrocarbons |  | TWh | 335.9906 | 335.9906 | 505.4182 | 731.9555 | 1030.6408 | 1414.4859 | 1884.2795 | 2282.8408 | 2719.2894 | 3174.2967
| 4 | Calculation of Emissions
Combustion emissions
|  | CO2 |  | Mt CO2e | 89.6168 | 89.6168 | 134.8072 | 195.2301 | 274.8966 | 377.2773 | 502.5825 | 608.8884 | 725.2997 | 846.6611
|  | CH4 |  | Mt CO2e | 0 | 0 | 0 | 0 | 0 | 0 | 0 | 0 | 0 | 0
|  | N2O |  | Mt CO2e | 0 | 0 | 0 | 0 | 0 | 0 | 0 | 0 | 0 | 0
Outputs
|  | Energy produced and required - Total Domestic Freight |  |  | 2007: 0; 2052: TWh
|  | Vector | Name | Notes | 2007 | 2012 | 2017 | 2022 | 2027 | 2032 | 2037 | 2042 | 2047 | 2052 |  |  | 2012 | 2047
|  | T.01 | Road transport |  | 323.1978 | 323.1978 | 486.7377 | 706.0577 | 995.7676 | 1368.4776 | 1824.2065 | 2214.0199 | 2640.4921 | 3084.8058 |  | Electricity | 1.861% | 1.216%
|  | T.02 | Rail transport |  | 18.2396 | 18.2396 | 26.5274 | 36.5496 | 48.6637 | 63.2028 | 80.2733 | 89.3455 | 99.2411 | 109.1514 |  | Oil | 98.14% | 98.78%
|  | T.03 | Domestic aviation |  | 0.9243 | 0.9243 | 1.56 | 2.489 | 3.8196 | 5.6982 | 8.2046 | 10.3518 | 13.041 | 16.2862
|  | V.01 | Electricity (delivered to end user) |  | -6.371 | -6.371 | -9.4069 | -13.1408 | -17.6101 | -22.8926 | -28.4049 | -30.8764 | -33.4848 | -35.9467 |  |  | 2012 | 2047
|  | V.04 | Liquid hydrocarbons |  | -335.9906 | -335.9906 | -505.4182 | -731.9555 | -1030.6408 | -1414.4859 | -1884.2795 | -2282.8408 | -2719.2894 | -3174.2967 |  | Electricity | 0.9401% | 0.5867%
|  | Total |  |  | 0 | 0 | 0 | 0 | 0 | 0 | 0 | 0 | 0 | 0 |  | Oil | 99.06% | 99.41%
|  | Energy produced and required - Road freight |  |  | 2052: TWh
|  | Vector | Name | Notes | 2007 | 2012 | 2017 | 2022 | 2027 | 2032 | 2037 | 2042 | 2047 | 2052 | 2051
|  | T.01 | Road transport |  | 323.1978 | 323.1978 | 486.7377 | 706.0577 | 995.7676 | 1368.4776 | 1824.2065 | 2214.0199 | 2640.4921 | 3084.8058
|  | V.01 | Electricity (delivered to end user) |  | 0 | 0 | 0 | 0 | 0 | 0 | 0 | 0 | 0 | 0
|  | V.04 | Liquid hydrocarbons |  | -323.1978 | -323.1978 | -486.7377 | -706.0577 | -995.7676 | -1368.4776 | -1824.2065 | -2214.0199 | -2640.4921 | -3084.8058
|  | Total |  |  | 0 | 0 | 0 | 0 | 0 | 0 | 0 | 0 | 0 | 0
|  | Energy produced and required - Rail freight |  |  | 2052: TWh
|  | Vector | Name | Notes | 2007 | 2012 | 2017 | 2022 | 2027 | 2032 | 2037 | 2042 | 2047 | 2052
|  | T.02 | Rail transport |  | 18.2396 | 18.2396 | 26.5274 | 36.5496 | 48.6637 | 63.2028 | 80.2733 | 89.3455 | 99.2411 | 109.1514
|  | V.01 | Electricity (delivered to end user) |  | -6.371 | -6.371 | -9.4069 | -13.1408 | -17.6101 | -22.8926 | -28.4049 | -30.8764 | -33.4848 | -35.9467
|  | V.04 | Liquid hydrocarbons |  | -11.8686 | -11.8686 | -17.1205 | -23.4088 | -31.0536 | -40.3101 | -51.8684 | -58.4691 | -65.7563 | -73.2047
|  | Total |  |  | 0 | 0 | 0 | 0 | 0 | 0 | 0 | 0 | 0 | 0
|  | Energy produced and required - Aviation Freight |  |  | 2052: TWh
|  | Vector | Name | Notes | 2007 | 2012 | 2017 | 2022 | 2027 | 2032 | 2037 | 2042 | 2047 | 2052
|  | T.03 | Domestic aviation |  | 0.9243 | 0.9243 | 1.56 | 2.489 | 3.8196 | 5.6982 | 8.2046 | 10.3518 | 13.041 | 16.2862
|  | V.04 | Liquid hydrocarbons |  | -0.9243 | -0.9243 | -1.56 | -2.489 | -3.8196 | -5.6982 | -8.2046 | -10.3518 | -13.041 | -16.2862
|  | Total |  |  | 0 | 0 | 0 | 0 | 0 | 0 | 0 | 0 | 0 | 0
Emissions
|  | Emissions produced - Domestic Freight Total |  |  | 2052: Mt CO2e
|  | GHG | IPCC Sector | Notes | 2007 | 2012 | 2017 | 2022 | 2027 | 2032 | 2037 | 2042 | 2047 | 2052
|  | CO2 | 1A | Fuel Combustion | 89.6168 | 89.6168 | 134.8072 | 195.2301 | 274.8966 | 377.2773 | 502.5825 | 608.8884 | 725.2997 | 846.6611
|  | CH4 | 1A | Fuel Combustion | 0 | 0 | 0 | 0 | 0 | 0 | 0 | 0 | 0 | 0
|  | N2O | 1A | Fuel Combustion | 0 | 0 | 0 | 0 | 0 | 0 | 0 | 0 | 0 | 0
|  | Total |  |  | 89.6168 | 89.6168 | 134.8072 | 195.2301 | 274.8966 | 377.2773 | 502.5825 | 608.8884 | 725.2997 | 846.6611
|  | Emissions produced - Road |  |  | 2052: Mt CO2e
|  | GHG | IPCC Sector | Notes | 2007 | 2012 | 2017 | 2022 | 2027 | 2032 | 2037 | 2042 | 2047 | 2052
|  | CO2 | 1A | Fuel Combustion | 86.2046 | 86.2046 | 129.8246 | 188.3225 | 265.5951 | 365.0058 | 486.5596 | 590.5322 | 704.2826 | 822.7917
|  | CH4 | 1A | Fuel Combustion | 0 | 0 | 0 | 0 | 0 | 0 | 0 | 0 | 0 | 0
|  | N2O | 1A | Fuel Combustion | 0 | 0 | 0 | 0 | 0 | 0 | 0 | 0 | 0 | 0
|  | Total |  |  | 86.2046 | 86.2046 | 129.8246 | 188.3225 | 265.5951 | 365.0058 | 486.5596 | 590.5322 | 704.2826 | 822.7917
|  | Emissions produced - Rail |  |  | 2052: Mt CO2e
|  | GHG | IPCC Sector | Notes | 2007 | 2012 | 2017 | 2022 | 2027 | 2032 | 2037 | 2042 | 2047 | 2052
|  | CO2 | 1A | Fuel Combustion | 3.1656 | 3.1656 | 4.5665 | 6.2437 | 8.2827 | 10.7517 | 13.8345 | 15.5951 | 17.5388 | 19.5255
|  | CH4 | 1A | Fuel Combustion | 0 | 0 | 0 | 0 | 0 | 0 | 0 | 0 | 0 | 0
|  | N2O | 1A | Fuel Combustion | 0 | 0 | 0 | 0 | 0 | 0 | 0 | 0 | 0 | 0
|  | Total |  |  | 3.1656 | 3.1656 | 4.5665 | 6.2437 | 8.2827 | 10.7517 | 13.8345 | 15.5951 | 17.5388 | 19.5255
|  | Emissions produced - Aviation Freight |  |  | 2052: Mt CO2e
|  | GHG | IPCC Sector | Notes | 2007 | 2012 | 2017 | 2022 | 2027 | 2032 | 2037 | 2042 | 2047 | 2052
|  | CO2 | 1A | Fuel Combustion | 0.24653 | 0.24653 | 0.4161 | 0.66388 | 1.0188 | 1.5198 | 2.1884 | 2.7611 | 3.4784 | 4.3439
|  | CH4 | 1A | Fuel Combustion | 0 | 0 | 0 | 0 | 0 | 0 | 0 | 0 | 0 | 0
|  | N2O | 1A | Fuel Combustion | 0 | 0 | 0 | 0 | 0 | 0 | 0 | 0 | 0 | 0
|  | Total |  |  | 0.24653 | 0.24653 | 0.4161 | 0.66388 | 1.0188 | 1.5198 | 2.1884 | 2.7611 | 3.4784 | 4.3439
Information
Information summary
|  | Vector | Information type | Notes | 2007 | 2012 | 2017 | 2022 | 2027 | 2032 | 2037 | 2042 | 2047 | 2052
B.01
|  | B.02 |  |  |  | 0 | 0 | 0 | 0 | 0 | 0 | 0 | 0 | 0
B.03
| Energy consumption |  | Mode | Technology
|  |  | RAIL | DIESEL | 229.6568 | 229.6568 | 338.0334 | 471.6094 | 638.3761 | 845.553 | 1110.1729 | 1276.9556 | 1465.3733 | 1664.605
|  |  | RAIL | ELECTRIC | 0.37373 | 0.37373 | 0.63873 | 1.0319 | 1.6035 | 2.4223 | 3.5317 | 4.5121 | 5.7558 | 7.2787
|  |  | ROAD | DIESEL | 2007 | 2012 | 2017 | 2022 | 2027 | 2032 | 2037 | 2042 | 2047 | 2052
|  |  | ROAD | ELECTRIC | 0.9243 | 0.9243 | 1.56 | 2.489 | 3.8196 | 5.6982 | 8.2046 | 10.3518 | 13.041 | 16.2862
|  |  | NATIONAL NAVIGATION | DIESEL | 0 | 0 | 0 | 0 | 0 | 0 | 0 | 0 | 0 | 0
Air Quality
Emissions produced - Domestic Freight Total | bar: 2052
|  | Vector | Name | IPCC | 2007 | 2012 | 2017 | 2022 | 2027 | 2032 | 2037 | 2042 | 2047 | 2052
|  | AQ.01 | PM10 | 1A
|  | AQ.02 | NOX | 1A
|  | AQ.03 | SO2 | 1A
|  | AQ.04 | NMVOC | 1A
|  | Total |  |  | 0 | 0 | 0 | 0 | 0 | 0 | 0 | 0 | 0 | 0
Emissions produced - Road | bar: 2052
|  | Vector | Name | IPCC | 2007 | 2012 | 2017 | 2022 | 2027 | 2032 | 2037 | 2042 | 2047 | 2052
|  | AQ.01 | PM10 | 1A
|  | AQ.02 | NOX | 1A
|  | AQ.03 | SO2 | 1A
|  | AQ.04 | NMVOC | 1A
|  | Total |  |  | 0 | 0 | 0 | 0 | 0 | 0 | 0 | 0 | 0 | 0
Emissions produced - Rail | bar: 2052
|  | Vector | Name | IPCC | 2007 | 2012 | 2017 | 2022 | 2027 | 2032 | 2037 | 2042 | 2047 | 2052
|  | AQ.01 | PM10 | 1A
|  | AQ.02 | NOX | 1A
|  | AQ.03 | SO2 | 1A
|  | AQ.04 | NMVOC | 1A
|  | Total |  |  | 0 | 0 | 0 | 0 | 0 | 0 | 0 | 0 | 0 | 0
Emissions produced - National Navigation | bar: 2052
|  | Vector | Name | IPCC | 2007 | 2012 | 2017 | 2022 | 2027 | 2032 | 2037 | 2042 | 2047 | 2052
|  | AQ.01 | PM10 | 1A
|  | AQ.02 | NOX | 1A
|  | AQ.03 | SO2 | 1A
|  | AQ.04 | NMVOC | 1A
|  | Total |  |  | 0 | 0 | 0 | 0 | 0 | 0 | 0 | 0 | 0 | 0
[5 empty] | 0 | 0 | 0 | 0 | 0 | 0 | 0 | 0 | 0 | 0
[5 empty] | 0 | 0 | 0 | 0 | 0 | 0 | 0 | 0 | 0 | 0
[5 empty] | 0 | 0 | 0 | 0 | 0 | 0 | 0 | 0 | 0 | 0

## XIII.a
XIII. | Cooking
XIII.a | Domestic Cooking
Trajectory choice
|  |  | Component | Trajectory
|  |  | Energy Demand for Cooking | 1
Trajectory assumptions
|  | Demand for Cooking: Domestic | [11 empty] | TWh
|  | Trajectory | Description | Notes | 2007 | 2012 | 2017 | 2022 | 2027 | 2032 | 2037 | 2042 | 2047 | 2052
|  | 1 |  |  | 1045.8611 | 1153.7282 | 1148.4989 | 1155.9568 | 1156.4277 | 1145.5432 | 1128.6767 | 1099.7851 | 1069.2095 | 1079.9753
|  | 2 |  |  | 1045.8611 | 1153.7282 | 1067.8166 | 1019.8024 | 975.1884 | 930.2201 | 891.2332 | 844.4959 | 818.1863 | 835.9321
|  | 3 |  |  | 1045.8611 | 1153.7282 | 915.1951 | 852.2656 | 777.1053 | 719.609 | 702.3995 | 568.9417 | 659.0537 | 695.3474
|  | 4 |  |  | 1045.8611 | 1153.7282 | 933.7698 | 812.4089 | 742.8082 | 660.4595 | 655.7578 | 623.1872 | 616.0127 | 646.0817
|  | Chosen |  |  | 1045.8611 | 1153.7282 | 1148.4989 | 1155.9568 | 1156.4277 | 1145.5432 | 1128.6767 | 1099.7851 | 1069.2095 | 1079.9753
Notes:
|  | [1] | See module writeup for assumptions
|  | Demand for Cooking Rural |  |  | 2052: TWh
|  | Trajectory | Description | Notes | 2007 | 2012 | 2017 | 2022 | 2027 | 2032 | 2037 | 2042 | 2047 | 2052
|  | 1 |  |  | 862.2442 | 923.373 | 911.3528 | 900.2976 | 875.1447 | 846.933 | 803.863 | 756.9439 | 689.6993 | 660.8751
|  | 2 |  |  | 862.2442 | 923.373 | 839.4056 | 781.3082 | 721.4449 | 665.3642 | 605.6023 | 540.6336 | 486.5289 | 469.8197
|  | 3 |  |  | 862.2442 | 923.373 | 789.4601 | 700.9665 | 605.8322 | 530.1841 | 473.0786 | 323.7121 | 385.9114 | 363.7771
|  | 4 |  |  | 862.2442 | 923.373 | 741.9492 | 610.0855 | 528.7976 | 448.79 | 407.7154 | 374.1056 | 335.5646 | 324.3573
|  | Chosen |  |  | 862.2442 | 923.373 | 911.3528 | 900.2976 | 875.1447 | 846.933 | 803.863 | 756.9439 | 689.6993 | 660.8751
|  | Demand for Cooking Urban |  |  | 2052: TWh
|  | Trajectory | Description | Notes | 2007 | 2012 | 2017 | 2022 | 2027 | 2032 | 2037 | 2042 | 2047 | 2052
|  | 1 |  |  | 183.6169 | 230.3553 | 237.1462 | 255.6592 | 281.283 | 298.6102 | 324.8136 | 342.8412 | 379.5102 | 419.1003
|  | 2 |  |  | 183.6169 | 230.3553 | 228.411 | 238.4942 | 253.7434 | 264.8559 | 285.6309 | 303.8623 | 331.6574 | 366.1124
|  | 3 |  |  | 183.6169 | 230.3553 | 125.735 | 151.2991 | 171.273 | 189.4249 | 229.3209 | 245.2296 | 273.1422 | 331.5703
|  | 4 |  |  | 183.6169 | 230.3553 | 191.8206 | 202.3233 | 214.0106 | 211.6695 | 248.0424 | 249.0816 | 280.4481 | 321.7243
|  | Chosen |  |  | 183.6169 | 230.3553 | 237.1462 | 255.6592 | 281.283 | 298.6102 | 324.8136 | 342.8412 | 379.5102 | 419.1003
Penetration of Cooking Technologies
Trajectory 1
|  | Type | Description | Units | 2007 | 2012 | 2017 | 2022 | 2027 | 2032 | 2037 | 2042 | 2047 | 2052
|  | Urban | LPG | % | 59.35% | 69.06% | 65.24% | 61.63% | 58.22% | 55% | 49.12% | 43.87% | 39.19% | 35%
|  | Urban | Electricity | % | 0.1101% | 0.08027% | 1% | 1.223% | 2% | 3% | 3.669% | 4.486% | 5.486% | 5%
|  | Urban | PNG | % | 0.1101% | 0.8527% | 3% | 8% | 15% | 22% | 28% | 36% | 42% | 47%
|  | Urban | Biomass | % | 24.21% | 22.55% | 20.98% | 19.52% | 18.17% | 16.9% | 15.73% | 14.63% | 13.61% | 12.67%
|  | Urban | Coal | % | 3.33% | 2.644% | 3.076% | 2.915% | 2% | 1% | 1% | 0% | 0% | 0%
|  | Urban | Kerosene | % | 9.943% | 6.215% | 6.152% | 5.829% | 4% | 2% | 1% | 0% | 0% | 0%
|  | Urban | Biogas | % | bar: 2007 to 2052
|  | Urban | Total |  | 97.06% | 101.4% | 99.45% | 99.12% | 99.39% | 99.9% | 98.52% | 98.99% | 100.3% | 99.67%
|  | Rural | LPG | % | 9.26% | 13.1% | 14.18% | 16% | 17.32% | 18% | 20.45% | 23.24% | 26.4% | 30%
|  | Rural | Electricity | % | 0.1% | 0.139% | 0.2708% | 0.5273% | 1.027% | 2% | 2.515% | 3.162% | 3.976% | 5%
|  | Rural | PNG | % | bar: 2007 to 2052
|  | Rural | Biomass | % | 86.95% | 84.89% | 82.83% | 80.83% | 78.88% | 76.97% | 74% | 70% | 65% | 60%
|  | Rural | Coal | % | 0.8802% | 0.7506% | 0.8% | 0.8% | 0.8% | 0% | 0% | 0% | 0% | 0%
|  | Rural | Kerosene | % | 0.897% | 0.5933% | 0.5% | 0.5% | 0.5% | 0% | 0% | 0% | 0% | 0%
|  | Rural | Biogas | % | 0.4% | 0.4% | 0.5% | 0.8274% | 1.369% | 3% | 3.409% | 3.873% | 4.401% | 5%
|  | Rural | Total |  | 98.49% | 99.86% | 99.08% | 99.49% | 99.9% | 99.97% | 100.4% | 100.3% | 99.78% | 100%
Trajectory 2
|  | Type | Description | Units | 2007 | 2012 | 2017 | 2022 | 2027 | 2032 | 2037 | 2042 | 2047 | 2052
|  | Urban | LPG | % | 59.35% | 69.06% | 65.24% | 60% | 55% | 50% | 45% | 41% | 36% | 30%
|  | Urban | Electricity | % | 0.1101% | 0.08027% | 1% | 1.32% | 1.744% | 2.302% | 3.04% | 4.015% | 5.301% | 7%
|  | Urban | PNG | % | 0.1101% | 0.8527% | 6% | 14% | 24% | 35% | 40% | 45% | 50% | 55%
|  | Urban | Biomass | % | 24.21% | 22.55% | 19.81% | 17.41% | 15.29% | 13.43% | 11.8% | 10.37% | 9.107% | 8%
|  | Urban | Coal | % | 3.33% | 2.644% | 2.776% | 2.468% | 1% | 0% | 0% | 0% | 0% | 0%
|  | Urban | Kerosene | % | 9.943% | 6.215% | 5.552% | 4.936% | 3% | 0% | 0% | 0% | 0% | 0%
|  | Urban | Biogas | % | bar: 2007 to 2052
|  | Urban | Total |  | 97.06% | 101.4% | 100.4% | 100.1% | 100% | 100.7% | 99.84% | 100.4% | 100.4% | 100%
|  | Rural | LPG | % | 9.26% | 13.1% | 20% | 25% | 28% | 30% | 31% | 32.22% | 33% | 35%
|  | Rural | Electricity | % | 0.1% | 0.139% | 1% | 1% | 1.389% | 2% | 5% | 8% | 9% | 10%
|  | Rural | PNG | % | 0% | 0% | 0% | 0% | 0% | 1% | 1% | 2% | 2% | 3%
|  | Rural | Biomass | % | 86.95% | 84.89% | 77% | 72% | 68% | 65% | 60% | 53% | 49% | 45%
|  | Rural | Coal | % | 0.8802% | 0.7506% | 0.8% | 0.8% | 0.8% | 0% | 0% | 0% | 0% | 0%
|  | Rural | Kerosene | % | 0.897% | 0.5933% | 0.5% | 0.5% | 0.5% | 0% | 0% | 0% | 0% | 0%
|  | Rural | Biogas | % | 0.4% | 0.4% | 0.8% | 1.091% | 1.487% | 1% | 2.763% | 3.767% | 5.135% | 7%
|  | Rural | Total |  | 98.49% | 99.86% | 100.1% | 100.4% | 100.2% | 99% | 99.76% | 98.98% | 98.13% | 100% | 0%
Trajectory 3
|  | Type | Description | Units | 2007 | 2012 | 2017 | 2022 | 2027 | 2032 | 2037 | 2042 | 2047 | 2052
|  | Urban | LPG | % | 59.35% | 69.06% | 60% | 55% | 49% | 45% | 40% | 36% | 30% | 25%
|  | Urban | Electricity | % | 0.1101% | 0.08027% | 0.9% | 2% | 0.02779% | 0.0003861% | 3% | 0.04168% | 0.0005792% | 9%
|  | Urban | PNG | % | 0.1101% | 0.8527% | 15% | 26% | 39% | 46% | 54% | 58% | 63% | 65%
|  | Urban | Biomass | % | 24.21% | 22.55% | 0.1528% | 0.001035% | 7.011e-06% | 4.749e-08% | 3.217e-10% | 2.179e-12% | 1.476e-14% | 1%
|  | Urban | Coal | % | 3.33% | 2.644% | 2% | 2% | 0.5% | 0% | 0% | 0% | 0% | 0%
|  | Urban | Kerosene | % | 9.943% | 6.215% | 6% | 5% | 2% | 0% | 0% | 0% | 0% | 0%
|  | Urban | Biogas | % | bar: 2007 to 2052
|  | Urban | Total |  | 97.06% | 101.4% | 84.05% | 90% | 90.53% | 91% | 97% | 94.04% | 93% | 100%
|  | Rural | LPG | % | 9.26% | 13.1% | 24% | 30% | 35% | 41% | 40% | 0.376% | 36% | 32%
|  | Rural | Electricity | % | 0.1% | 0.139% | 1% | 2% | 5% | 6% | 11% | 13% | 17% | 22%
|  | Rural | PNG | % | 0% | 0% | 0% | 0% | 1% | 2% | 3% | 8% | 10% | 15%
|  | Rural | Biomass | % | 86.95% | 84.89% | 73% | 66% | 58% | 50% | 45% | 40% | 36% | 30%
|  | Rural | Coal | % | 0.8802% | 0.7506% | 0.8% | 0.8% | 0% | 0% | 0% | 0% | 0% | 0%
|  | Rural | Kerosene | % | 0.897% | 0.5933% | 0.5% | 0% | 0% | 0% | 0% | 0% | 0% | 0%
|  | Rural | Biogas | % | 0.4% | 0.4% | 1% | 1% | 1% | 1% | 1% | 1% | 1% | 1%
|  | Rural | Total |  | 98.49% | 99.86% | 100.3% | 99.8% | 100% | 100% | 100% | 62.38% | 100% | 100%
Trajectory 4
|  | Type | Description | Units | 2007 | 2012 | 2017 | 2022 | 2027 | 2032 | 2037 | 2042 | 2047 | 2052
|  | Urban | LPG | % | 59.35% | 69.06% | 60% | 48% | 42% | 33% | 27% | 22% | 18% | 15%
|  | Urban | Electricity | % | 0.1101% | 0.08027% | 1% | 3% | 0.04417% | 0.0006504% | 7% | 9% | 12% | 15%
|  | Urban | PNG | % | 0.1101% | 0.8527% | 21% | 32% | 44% | 54% | 61% | 66% | 68% | 70%
|  | Urban | Biomass | % | 24.21% | 22.55% | 12% | 10% | 7% | 6% | 5% | 0.02952% | 0% | 0%
|  | Urban | Coal | % | 3.33% | 2.644% | 2% | 2% | 0.5% | 0% | 0% | 0% | 0% | 0%
|  | Urban | Kerosene | % | 9.943% | 6.215% | 4% | 5% | 6.5% | 0% | 0% | 0% | 0% | 0%
|  | Urban | Biogas | % | bar: 2007 to 2052
|  | Urban | Total |  | 97.06% | 101.4% | 100% | 100% | 100% | 93% | 100% | 97.03% | 98% | 100%
|  | Rural | LPG | % | 9.26% | 13.1% | 28% | 36% | 40% | 43% | 36% | 34% | 32% | 27%
|  | Rural | Electricity | % | 0.1% | 0.139% | 1% | 4% | 6% | 12% | 15% | 18% | 22% | 27%
|  | Rural | PNG | % | 0% | 0% | 0% | 2% | 3% | 4% | 11% | 15% | 18% | 21%
|  | Rural | Biomass | % | 86.95% | 84.89% | 68.7% | 55.6% | 48.8% | 40% | 37% | 33% | 28% | 25%
|  | Rural | Coal | % | 0.8802% | 0.7506% | 0.8% | 0.8% | 0.8% | 0% | 0% | 0% | 0% | 0%
|  | Rural | Kerosene | % | 0.897% | 0.5933% | 0.5% | 0.5% | 0.5% | 0% | 0% | 0% | 0% | 0%
|  | Rural | Biogas | % | 0.4% | 0.4% | 1% | 1% | 0.85% | 0.75% | 0.5% | 0.25% | 0.1% | 0%
|  | Rural | Total |  | 98.49% | 99.86% | 100% | 99.9% | 99.95% | 99.75% | 99.5% | 100.2% | 100.1% | 100%
Chosen Trajectory
|  | Type | Description | Units | 2007 | 2012 | 2017 | 2022 | 2027 | 2032 | 2037 | 2042 | 2047 | 2052
|  | Urban | LPG | % | 59.35% | 69.06% | 65.24% | 61.63% | 58.22% | 55% | 49.12% | 43.87% | 39.19% | 35%
|  | Urban | Electricity | % | 0.1101% | 0.08027% | 1% | 1.223% | 2% | 3% | 3.669% | 4.486% | 5.486% | 5%
|  | Urban | PNG | % | 0.1101% | 0.8527% | 3% | 8% | 15% | 22% | 28% | 36% | 42% | 47%
|  | Urban | Biomass | % | 24.21% | 22.55% | 20.98% | 19.52% | 18.17% | 16.9% | 15.73% | 14.63% | 13.61% | 12.67%
|  | Urban | Coal | % | 3.33% | 2.644% | 3.076% | 2.915% | 2% | 1% | 1% | 0% | 0% | 0%
|  | Urban | Kerosene | % | 9.943% | 6.215% | 6.152% | 5.829% | 4% | 2% | 1% | 0% | 0% | 0%
|  | Urban | Biogas | % | bar: 2007 to 2052
|  | Urban | Total |  | 97.06% | 101.4% | 99.45% | 99.12% | 99.39% | 99.9% | 98.52% | 98.99% | 100.3% | 99.67%
|  | Rural | LPG | % | 9.26% | 13.1% | 14.18% | 16% | 17.32% | 18% | 20.45% | 23.24% | 26.4% | 30%
| ` | Rural | Electricity | % | 0.1% | 0.139% | 0.2708% | 0.5273% | 1.027% | 2% | 2.515% | 3.162% | 3.976% | 5%
|  | Rural | PNG | % | bar: 2007 to 2052
|  | Rural | Biomass | % | 86.95% | 84.89% | 82.83% | 80.83% | 78.88% | 76.97% | 74% | 70% | 65% | 60%
|  | Rural | Coal | % | 0.8802% | 0.7506% | 0.8% | 0.8% | 0.8% | 0% | 0% | 0% | 0% | 0%
|  | Rural | Kerosene | % | 0.897% | 0.5933% | 0.5% | 0.5% | 0.5% | 0% | 0% | 0% | 0% | 0%
|  | Rural | Biogas | % | 0.4% | 0.4% | 0.5% | 0.8274% | 1.369% | 3% | 3.409% | 3.873% | 4.401% | 5%
|  | Rural | Total |  | 98.49% | 99.86% | 99.08% | 99.49% | 99.9% | 99.97% | 100.4% | 100.3% | 99.78% | 100%
Efficiency of technologies
Trajectory 1
|  | Fuel Description | Units | Delta | 2007 | 2012 | 2017 | 2022 | 2027 | 2032 | 2037 | 2042 | 2047 | 2052
|  | LPG | % | 1.0007 | 100 | 100 | 100.3702 | 100.7417 | 101.1146 | 101.4889 | 101.8646 | 102.2417 | 102.6201 | 103
|  | ELECTRICITY | % | 1.0005 | 100 | 100 | 100.2478 | 100.4963 | 100.7454 | 100.995 | 101.2454 | 101.4963 | 101.7478 | 102
|  | PNG | % | 1.0007 | 100 | 100 | 100.3702 | 100.7417 | 101.1146 | 101.4889 | 101.8646 | 102.2417 | 102.6201 | 103
|  | BIOMASS | % | 1.0102 | 100 | 100 | 105.199 | 110.6682 | 116.4218 | 122.4745 | 128.8419 | 135.5403 | 142.587 | 150
|  | COAL | % | 1.0012 | 100 | 100 | 100.6117 | 101.2272 | 101.8465 | 102.4695 | 103.0964 | 103.727 | 104.3616 | 105
|  | KEROSENE | % | 1.0012 | 100 | 100 | 100.6117 | 101.2272 | 101.8465 | 102.4695 | 103.0964 | 103.727 | 104.3616 | 105
|  | BIOGAS | % | 1.0012 | 100 | 100 | 100.6117 | 101.2272 | 101.8465 | 102.4695 | 103.0964 | 103.727 | 104.3616 | 105
Trajectory 2
|  | Fuel Description | Units | Delta | 2007 | 2012 | 2017 | 2022 | 2027 | 2032 | 2037 | 2042 | 2047 | 2052
|  | LPG | % | 1.0015 | 100 | 100 | 100.731 | 101.4674 | 102.2091 | 102.9563 | 103.7089 | 104.4671 | 105.2307 | 106
|  | ELECTRICITY | % | 1.001 | 100 | 100 | 100.4915 | 100.9853 | 101.4816 | 101.9804 | 102.4816 | 102.9852 | 103.4914 | 104
|  | PNG | % | 1.0015 | 100 | 100 | 100.731 | 101.4674 | 102.2091 | 102.9563 | 103.7089 | 104.4671 | 105.2307 | 106
|  | BIOMASS | % | 1.0175 | 100 | 100 | 109.0508 | 118.9207 | 129.684 | 141.4214 | 154.2211 | 168.1793 | 183.4008 | 200
|  | COAL | % | 1.0024 | 100 | 100 | 101.1985 | 102.4114 | 103.6388 | 104.8809 | 106.1379 | 107.4099 | 108.6973 | 110
|  | KEROSENE | % | 1.0024 | 100 | 100 | 101.1985 | 102.4114 | 103.6388 | 104.8809 | 106.1379 | 107.4099 | 108.6973 | 110
|  | BIOGAS | % | 1.0024 | 100 | 100 | 101.1985 | 102.4114 | 103.6388 | 104.8809 | 106.1379 | 107.4099 | 108.6973 | 110
Trajectory 3
|  | Fuel Description | Units | Delta | 2007 | 2012 | 2017 | 2022 | 2027 | 2032 | 2037 | 2042 | 2047 | 2052
|  | LPG | % | 1.0022 | 100 | 100 | 101.083 | 102.1778 | 103.2844 | 104.4031 | 105.5338 | 106.6768 | 107.8321 | 109
|  | ELECTRICITY | % | 1.0015 | 100 | 100 | 100.731 | 101.4674 | 102.2091 | 102.9563 | 103.7089 | 104.4671 | 105.2307 | 106
|  | PNG | % | 1.0022 | 100 | 100 | 101.083 | 102.1778 | 103.2844 | 104.4031 | 105.5338 | 106.6768 | 107.8321 | 109
|  | BIOMASS | % | 1.0232 | 100 | 100 | 112.1353 | 125.7433 | 141.0027 | 158.1139 | 177.3015 | 198.8177 | 222.9449 | 250
|  | COAL | % | 1.0035 | 100 | 100 | 101.7624 | 103.5558 | 105.3808 | 107.2381 | 109.128 | 111.0512 | 113.0084 | 115
|  | KEROSENE | % | 1.0035 | 100 | 100 | 101.7624 | 103.5558 | 105.3808 | 107.2381 | 109.128 | 111.0512 | 113.0084 | 115
|  | BIOGAS | % | 1.0035 | 100 | 100 | 101.7624 | 103.5558 | 105.3808 | 107.2381 | 109.128 | 111.0512 | 113.0084 | 115
Trajectory 4
|  | Fuel Description | Units | Delta | 2007 | 2012 | 2017 | 2022 | 2027 | 2032 | 2037 | 2042 | 2047 | 2052
|  | LPG | % | 1.0028 | 100 | 100 | 101.4267 | 102.8737 | 104.3414 | 105.8301 | 107.3399 | 108.8713 | 110.4246 | 112
|  | ELECTRICITY | % | 1.0019 | 100 | 100 | 100.9667 | 101.9427 | 102.9281 | 103.923 | 104.9276 | 105.9419 | 106.966 | 108
|  | PNG | % | 1.0028 | 100 | 100 | 101.4267 | 102.8737 | 104.3414 | 105.8301 | 107.3399 | 108.8713 | 110.4246 | 112
|  | BIOMASS | % | 1.0278 | 100 | 100 | 114.7203 | 131.6074 | 150.9804 | 173.2051 | 198.7013 | 227.9507 | 261.5057 | 300
|  | COAL | % | 1.0046 | 100 | 100 | 102.3052 | 104.6635 | 107.0762 | 109.5445 | 112.0697 | 114.6531 | 117.2961 | 120
|  | KEROSENE | % | 1.0046 | 100 | 100 | 102.3052 | 104.6635 | 107.0762 | 109.5445 | 112.0697 | 114.6531 | 117.2961 | 120
|  | BIOGAS | % | 1.0046 | 100 | 100 | 102.3052 | 104.6635 | 107.0762 | 109.5445 | 112.0697 | 114.6531 | 117.2961 | 120
Chosen Trajectory
|  | Fuel Description | Units | Delta | 2007 | 2012 | 2017 | 2022 | 2027 | 2032 | 2037 | 2042 | 2047 | 2052
|  | LPG | % | 1.0007 | 100 | 100 | 100.3702 | 100.7417 | 101.1146 | 101.4889 | 101.8646 | 102.2417 | 102.6201 | 103
|  | ELECTRICITY | % | 1.0005 | 100 | 100 | 100.2478 | 100.4963 | 100.7454 | 100.995 | 101.2454 | 101.4963 | 101.7478 | 102
|  | PNG | % | 1.0007 | 100 | 100 | 100.3702 | 100.7417 | 101.1146 | 101.4889 | 101.8646 | 102.2417 | 102.6201 | 103
|  | BIOMASS | % | 1.0102 | 100 | 100 | 105.199 | 110.6682 | 116.4218 | 122.4745 | 128.8419 | 135.5403 | 142.587 | 150
|  | COAL | % | 1.0012 | 100 | 100 | 100.6117 | 101.2272 | 101.8465 | 102.4695 | 103.0964 | 103.727 | 104.3616 | 105
|  | KEROSENE | % | 1.0012 | 100 | 100 | 100.6117 | 101.2272 | 101.8465 | 102.4695 | 103.0964 | 103.727 | 104.3616 | 105
|  | BIOGAS | % | 1.0012 | 100 | 100 | 100.6117 | 101.2272 | 101.8465 | 102.4695 | 103.0964 | 103.727 | 104.3616 | 105
Fixed assumptions
Household Population
|  | Vector | Decription | Units | 2007 | 2012 | 2017 | 2022 | 2027 | 2032 | 2037 | 2042 | 2047 | 2052
|  |  | Urban Households | Millions | 69.187 | 88.6476 | 96.982 | 110.2662 | 128.5405 | 144.1628 | 164.6738 | 181.9482 | 205.5712 | 234.3121
|  |  | Rural Households | Millions | 157.1584 | 170.8705 | 180.5245 | 190.0987 | 196.7069 | 203.5823 | 207.2619 | 211.391 | 210.6038 | 219.7611
Household Annual Fuel Consumption
|  | Assumption | Per hh consumption Annual | Unit | 2007: Life Cycle( Years)
|  | LPG | 1.4101e-06 | TWh | 2007: 15
|  | Electricity | 1.314e-06 | TWh | 2007: 10
|  | PNG | 1.6027e-06 | TWh | 2007: 15
|  | Biomass | 6.084e-06 | TWh | 2007: 5
|  | Coal | 4.4164e-06 | TWh | 2007: 3
|  | Kerosene | 1.947e-06 | TWh | 2007: 5
|  | Biogas | 2.0687e-06 | TWh | 2007: 15
Derived assumptions
Input Fuel Efficiency
Trajectory 1
|  | Vector | Fuel Description | Units | 2007 | 2012 | 2017 | 2022 | 2027 | 2032 | 2037 | 2042 | 2047 | 2052
|  |  | LPG | TWh | 1.4101e-06 | 1.4101e-06 | 1.4049e-06 | 1.3998e-06 | 1.3946e-06 | 1.3895e-06 | 1.3843e-06 | 1.3792e-06 | 1.3741e-06 | 1.3691e-06
|  |  | ELECTRICITY | TWh | 1.314e-06 | 1.314e-06 | 1.3108e-06 | 1.3075e-06 | 1.3043e-06 | 1.3011e-06 | 1.2978e-06 | 1.2946e-06 | 1.2914e-06 | 1.2882e-06
|  |  | PNG | TWh | 1.6027e-06 | 1.6027e-06 | 1.5968e-06 | 1.5909e-06 | 1.5851e-06 | 1.5792e-06 | 1.5734e-06 | 1.5676e-06 | 1.5618e-06 | 1.556e-06
|  |  | BIOMASS | TWh | 6.084e-06 | 6.084e-06 | 5.7833e-06 | 5.4975e-06 | 5.2258e-06 | 4.9676e-06 | 4.7221e-06 | 4.4887e-06 | 4.2669e-06 | 4.056e-06
|  |  | COAL | TWh | 4.4164e-06 | 4.4164e-06 | 4.3896e-06 | 4.3629e-06 | 4.3364e-06 | 4.31e-06 | 4.2838e-06 | 4.2578e-06 | 4.2319e-06 | 4.2061e-06
|  |  | KEROSENE | TWh | 1.947e-06 | 1.947e-06 | 1.9352e-06 | 1.9234e-06 | 1.9117e-06 | 1.9001e-06 | 1.8885e-06 | 1.8771e-06 | 1.8656e-06 | 1.8543e-06
|  |  | BIOGAS | TWh | 2.0687e-06 | 2.0687e-06 | 2.0562e-06 | 2.0437e-06 | 2.0312e-06 | 2.0189e-06 | 2.0066e-06 | 1.9944e-06 | 1.9823e-06 | 1.9702e-06
Trajectory 2
|  | Vector | Fuel Description | Units | 2007 | 2012 | 2017 | 2022 | 2027 | 2032 | 2037 | 2042 | 2047 | 2052
|  |  | LPG | TWh | 1.4101e-06 | 1.4101e-06 | 1.3999e-06 | 1.3897e-06 | 1.3797e-06 | 1.3696e-06 | 1.3597e-06 | 1.3498e-06 | 1.34e-06 | 1.3303e-06
|  |  | ELECTRICITY | TWh | 1.314e-06 | 1.314e-06 | 1.3076e-06 | 1.3012e-06 | 1.2948e-06 | 1.2885e-06 | 1.2822e-06 | 1.2759e-06 | 1.2697e-06 | 1.2635e-06
|  |  | PNG | TWh | 1.6027e-06 | 1.6027e-06 | 1.5911e-06 | 1.5795e-06 | 1.5681e-06 | 1.5567e-06 | 1.5454e-06 | 1.5342e-06 | 1.5231e-06 | 1.512e-06
|  |  | BIOMASS | TWh | 6.084e-06 | 6.084e-06 | 5.5791e-06 | 5.116e-06 | 4.6914e-06 | 4.302e-06 | 3.945e-06 | 3.6176e-06 | 3.3173e-06 | 3.042e-06
|  |  | COAL | TWh | 4.4164e-06 | 4.4164e-06 | 4.3641e-06 | 4.3125e-06 | 4.2614e-06 | 4.2109e-06 | 4.161e-06 | 4.1118e-06 | 4.0631e-06 | 4.0149e-06
|  |  | KEROSENE | TWh | 1.947e-06 | 1.947e-06 | 1.924e-06 | 1.9012e-06 | 1.8787e-06 | 1.8564e-06 | 1.8344e-06 | 1.8127e-06 | 1.7912e-06 | 1.77e-06
|  |  | BIOGAS | TWh | 2.0687e-06 | 2.0687e-06 | 2.0442e-06 | 2.02e-06 | 1.9961e-06 | 1.9725e-06 | 1.9491e-06 | 1.926e-06 | 1.9032e-06 | 1.8807e-06
100
Trajectory 3
|  | Vector | Fuel Description | Units | 2007 | 2012 | 2017 | 2022 | 2027 | 2032 | 2037 | 2042 | 2047 | 2052
|  |  | LPG | TWh | 1.4101e-06 | 1.4101e-06 | 1.395e-06 | 1.3801e-06 | 1.3653e-06 | 1.3507e-06 | 1.3362e-06 | 1.3219e-06 | 1.3077e-06 | 1.2937e-06
|  |  | ELECTRICITY | TWh | 1.314e-06 | 1.314e-06 | 1.3045e-06 | 1.295e-06 | 1.2856e-06 | 1.2763e-06 | 1.267e-06 | 1.2578e-06 | 1.2487e-06 | 1.2396e-06
|  |  | PNG | TWh | 1.6027e-06 | 1.6027e-06 | 1.5856e-06 | 1.5686e-06 | 1.5518e-06 | 1.5351e-06 | 1.5187e-06 | 1.5024e-06 | 1.4863e-06 | 1.4704e-06
|  |  | BIOMASS | TWh | 6.084e-06 | 6.084e-06 | 5.4256e-06 | 4.8384e-06 | 4.3148e-06 | 3.8479e-06 | 3.4314e-06 | 3.0601e-06 | 2.7289e-06 | 2.4336e-06
|  |  | COAL | TWh | 4.4164e-06 | 4.4164e-06 | 4.34e-06 | 4.2648e-06 | 4.1909e-06 | 4.1184e-06 | 4.047e-06 | 3.9769e-06 | 3.9081e-06 | 3.8404e-06
|  |  | KEROSENE | TWh | 1.947e-06 | 1.947e-06 | 1.9133e-06 | 1.8802e-06 | 1.8476e-06 | 1.8156e-06 | 1.7842e-06 | 1.7533e-06 | 1.7229e-06 | 1.6931e-06
|  |  | BIOGAS | TWh | 2.0687e-06 | 2.0687e-06 | 2.0329e-06 | 1.9977e-06 | 1.9631e-06 | 1.9291e-06 | 1.8957e-06 | 1.8629e-06 | 1.8306e-06 | 1.7989e-06
Trajectory 4
|  | Vector | Fuel Description | Units | 2007 | 2012 | 2017 | 2022 | 2027 | 2032 | 2037 | 2042 | 2047 | 2052
|  |  | LPG | TWh | 1.4101e-06 | 1.4101e-06 | 1.3903e-06 | 1.3707e-06 | 1.3515e-06 | 1.3325e-06 | 1.3137e-06 | 1.2952e-06 | 1.277e-06 | 1.2591e-06
|  |  | ELECTRICITY | TWh | 1.314e-06 | 1.314e-06 | 1.3014e-06 | 1.289e-06 | 1.2766e-06 | 1.2644e-06 | 1.2523e-06 | 1.2403e-06 | 1.2284e-06 | 1.2167e-06
|  |  | PNG | TWh | 1.6027e-06 | 1.6027e-06 | 1.5802e-06 | 1.558e-06 | 1.536e-06 | 1.5144e-06 | 1.4931e-06 | 1.4721e-06 | 1.4514e-06 | 1.431e-06
|  |  | BIOMASS | TWh | 6.084e-06 | 6.084e-06 | 5.3033e-06 | 4.6228e-06 | 4.0297e-06 | 3.5126e-06 | 3.0619e-06 | 2.669e-06 | 2.3265e-06 | 2.028e-06
|  |  | COAL | TWh | 4.4164e-06 | 4.4164e-06 | 4.3169e-06 | 4.2197e-06 | 4.1246e-06 | 4.0316e-06 | 3.9408e-06 | 3.852e-06 | 3.7652e-06 | 3.6804e-06
|  |  | KEROSENE | TWh | 1.947e-06 | 1.947e-06 | 1.9031e-06 | 1.8603e-06 | 1.8183e-06 | 1.7774e-06 | 1.7373e-06 | 1.6982e-06 | 1.6599e-06 | 1.6225e-06
|  |  | BIOGAS | TWh | 2.0687e-06 | 2.0687e-06 | 2.0221e-06 | 1.9766e-06 | 1.932e-06 | 1.8885e-06 | 1.8459e-06 | 1.8044e-06 | 1.7637e-06 | 1.724e-06
Fuel Specific Energy Demand
|  | Trajectory 1 |  |  | 2052: TWh
|  | Type | Description | Vector | 2007 | 2012 | 2017 | 2022 | 2027 | 2032 | 2037 | 2042 | 2047 | 2052
|  | Urban | LPG |  | 57.9026 | 86.333 | 88.8945 | 95.1262 | 104.3691 | 110.1689 | 111.983 | 110.1025 | 110.6963 | 112.2761
|  | Urban | Electricity |  | 0.1001 | 0.093506 | 1.2712 | 1.763 | 3.3531 | 5.6269 | 7.8404 | 10.5671 | 14.5636 | 15.0925
|  | Urban | PNG |  | 0.12209 | 1.2114 | 4.6459 | 14.034 | 30.5616 | 50.0859 | 72.5467 | 102.6788 | 134.8457 | 171.3616
|  | Urban | Biomass |  | 101.921 | 121.6381 | 117.6953 | 118.352 | 122.022 | 121.0365 | 122.2793 | 119.4928 | 119.4046 | 120.3701
|  | Urban | Coal |  | 10.1766 | 10.353 | 13.0941 | 14.0212 | 11.148 | 6.2134 | 7.0543 | 0 | 0 | 0
|  | Urban | Kerosene |  | 13.3945 | 10.7263 | 11.5452 | 12.3627 | 9.8293 | 5.4784 | 3.1099 | 0 | 0 | 0
|  | Urban | Biogas |  | 0 | 0 | 0 | 0 | 0 | 0 | 0 | 0 | 0 | 0
|  | Urban | Total |  | 183.6169 | 230.3553 | 237.1462 | 255.6592 | 281.283 | 298.6102 | 324.8136 | 342.8412 | 379.5102 | 419.1003
|  | Rural | LPG |  | 20.5208 | 31.5529 | 35.9621 | 42.5747 | 47.5256 | 50.9162 | 58.6804 | 67.7513 | 76.4108 | 90.2603
|  | Rural | Electricity |  | 0.20651 | 0.31218 | 0.64072 | 1.3107 | 2.6348 | 5.2974 | 6.7648 | 8.6543 | 10.8149 | 14.1552
|  | Rural | PNG |  | 0 | 0 | 0 | 0 | 0 | 0 | 0 | 0 | 0 | 0
|  | Rural | Biomass |  | 831.3623 | 882.4554 | 864.8079 | 844.7344 | 810.8089 | 778.389 | 724.2414 | 664.2098 | 584.1023 | 534.8105
|  | Rural | Coal |  | 6.1093 | 5.6646 | 6.3394 | 6.6351 | 6.824 | 0 | 0 | 0 | 0 | 0
|  | Rural | Kerosene |  | 2.7448 | 1.9739 | 1.7467 | 1.8282 | 1.8802 | 0 | 0 | 0 | 0 | 0
|  | Rural | Biogas |  | 1.3005 | 1.414 | 1.8559 | 3.2146 | 5.4712 | 12.3303 | 14.1765 | 16.3286 | 18.3714 | 21.6491
|  | Rural | Total |  | 862.2442 | 923.373 | 911.3528 | 900.2976 | 875.1447 | 846.933 | 803.863 | 756.9439 | 689.6993 | 660.8751
|  | Trajectory 2 |  |  | 2052: TWh
|  | Type | Description | Vector | 2007 | 2012 | 2017 | 2022 | 2027 | 2032 | 2037 | 2042 | 2047 | 2052
|  | Urban | LPG |  | 57.9026 | 86.333 | 88.5761 | 91.9452 | 97.5382 | 98.7261 | 100.7587 | 100.6965 | 99.1708 | 93.513
|  | Urban | Electricity |  | 0.1001 | 0.093506 | 1.2681 | 1.8946 | 2.902 | 4.2768 | 6.4193 | 9.3199 | 13.8364 | 20.7231
|  | Urban | PNG |  | 0.12209 | 1.2114 | 9.2584 | 24.3839 | 48.3749 | 78.5465 | 101.795 | 125.6143 | 156.5481 | 194.8542
|  | Urban | Biomass |  | 101.921 | 121.6381 | 107.2012 | 98.1876 | 92.2062 | 83.3065 | 76.6578 | 68.2316 | 62.102 | 57.0222
|  | Urban | Coal |  | 10.1766 | 10.353 | 11.7484 | 11.7356 | 5.4776 | 0 | 0 | 0 | 0 | 0
|  | Urban | Kerosene |  | 13.3945 | 10.7263 | 10.3587 | 10.3474 | 7.2445 | 0 | 0 | 0 | 0 | 0
|  | Urban | Biogas |  | 0 | 0 | 0 | 0 | 0 | 0 | 0 | 0 | 0 | 0
|  | Urban | Total |  | 183.6169 | 230.3553 | 228.411 | 238.4942 | 253.7434 | 264.8559 | 285.6309 | 303.8623 | 331.6574 | 366.1124
|  | Rural | LPG |  | 20.5208 | 31.5529 | 50.5435 | 66.0472 | 75.9888 | 83.6508 | 87.3629 | 91.9321 | 93.1321 | 102.3234
|  | Rural | Electricity |  | 0.20651 | 0.31218 | 2.3605 | 2.4735 | 3.539 | 5.2462 | 13.2874 | 21.5773 | 24.0658 | 27.766
|  | Rural | PNG |  | 0 | 0 | 0 | 0 | 0 | 3.1692 | 3.203 | 6.4863 | 6.4152 | 9.9684
|  | Rural | Biomass |  | 831.3623 | 882.4554 | 775.5101 | 700.2341 | 627.5257 | 569.2823 | 490.5872 | 405.3023 | 342.3341 | 300.8309
|  | Rural | Coal |  | 6.1093 | 5.6646 | 6.3027 | 6.5583 | 6.7059 | 0 | 0 | 0 | 0 | 0
|  | Rural | Kerosene |  | 2.7448 | 1.9739 | 1.7366 | 1.807 | 1.8477 | 0 | 0 | 0 | 0 | 0
|  | Rural | Biogas |  | 1.3005 | 1.414 | 2.9523 | 4.1879 | 5.8377 | 4.0156 | 11.1619 | 15.3357 | 20.5817 | 28.931
|  | Rural | Total |  | 862.2442 | 923.373 | 839.4056 | 781.3082 | 721.4449 | 665.3642 | 605.6023 | 540.6336 | 486.5289 | 469.8197
|  | Trajectory 3 |  |  | 2052: TWh
|  | Type | Description | Vector | 2007 | 2012 | 2017 | 2022 | 2027 | 2032 | 2037 | 2042 | 2047 | 2052
|  | Urban | LPG |  | 57.9026 | 86.333 | 81.1757 | 83.6971 | 85.993 | 87.6222 | 88.0146 | 86.5849 | 80.6487 | 75.7827
|  | Urban | Electricity |  | 0.1001 | 0.093506 | 1.1386 | 2.8559 | 0.045923 | 0.00071046 | 6.2593 | 0.095399 | 0.0014868 | 26.1413
|  | Urban | PNG |  | 0.12209 | 1.2114 | 23.0655 | 44.9694 | 77.7907 | 101.8019 | 135.047 | 158.5493 | 192.4921 | 223.9442
|  | Urban | Biomass |  | 101.921 | 121.6381 | 0.8039 | 0.0055215 | 3.8883e-05 | 2.6344e-07 | 1.8178e-09 | 1.2133e-11 | 8.2814e-14 | 5.7022
|  | Urban | Coal |  | 10.1766 | 10.353 | 8.418 | 9.4053 | 2.6935 | 0 | 0 | 0 | 0 | 0
|  | Urban | Kerosene |  | 13.3945 | 10.7263 | 11.1333 | 10.3659 | 4.7498 | 0 | 0 | 0 | 0 | 0
|  | Urban | Biogas |  | 0 | 0 | 0 | 0 | 0 | 0 | 0 | 0 | 0 | 0
|  | Urban | Total |  | 183.6169 | 230.3553 | 125.735 | 151.2991 | 171.273 | 189.4249 | 229.3209 | 245.2296 | 273.1422 | 331.5703
|  | Rural | LPG |  | 20.5208 | 31.5529 | 60.4409 | 78.7056 | 93.9971 | 112.7386 | 110.777 | 1.0506 | 99.1476 | 90.9779
|  | Rural | Electricity |  | 0.20651 | 0.31218 | 2.3549 | 4.9235 | 12.6443 | 15.5896 | 28.8863 | 34.5657 | 44.7062 | 59.9326
|  | Rural | PNG |  | 0 | 0 | 0 | 0 | 3.0524 | 6.2505 | 9.4429 | 25.4077 | 31.3023 | 48.4701
|  | Rural | Biomass |  | 831.3623 | 882.4554 | 714.9997 | 607.0538 | 492.2768 | 391.6781 | 320.0433 | 258.7502 | 206.8999 | 160.4432
|  | Rural | Coal |  | 6.1093 | 5.6646 | 6.2678 | 6.4859 | 0 | 0 | 0 | 0 | 0 | 0
|  | Rural | Kerosene |  | 2.7448 | 1.9739 | 1.727 | 0 | 0 | 0 | 0 | 0 | 0 | 0
|  | Rural | Biogas |  | 1.3005 | 1.414 | 3.6699 | 3.7976 | 3.8616 | 3.9273 | 3.9291 | 3.938 | 3.8553 | 3.9533
|  | Rural | Total |  | 862.2442 | 923.373 | 789.4601 | 700.9665 | 605.8322 | 530.1841 | 473.0786 | 323.7121 | 385.9114 | 363.7771
|  | Trajectory 4 |  |  | 2052: TWh
|  | Type | Description | Vector | 2007 | 2012 | 2017 | 2022 | 2027 | 2032 | 2037 | 2042 | 2047 | 2052
|  | Urban | LPG |  | 57.9026 | 86.333 | 80.9007 | 72.5506 | 72.9616 | 63.3899 | 58.4102 | 51.8464 | 47.2532 | 44.2517
|  | Urban | Electricity |  | 0.1001 | 0.093506 | 1.2621 | 4.2639 | 0.072483 | 0.0011855 | 14.4354 | 20.3104 | 30.3035 | 42.7619
|  | Urban | PNG |  | 0.12209 | 1.2114 | 32.1823 | 54.9726 | 86.8749 | 117.8952 | 149.9862 | 176.7814 | 202.8914 | 234.7107
|  | Urban | Biomass |  | 101.921 | 121.6381 | 61.7194 | 50.9743 | 36.2582 | 30.3832 | 25.2106 | 0.14338 | 0 | 0
|  | Urban | Coal |  | 10.1766 | 10.353 | 8.3733 | 9.3057 | 2.6509 | 0 | 0 | 0 | 0 | 0
|  | Urban | Kerosene |  | 13.3945 | 10.7263 | 7.3828 | 10.2562 | 15.1925 | 0 | 0 | 0 | 0 | 0
|  | Urban | Biogas |  | 0 | 0 | 0 | 0 | 0 | 0 | 0 | 0 | 0 | 0
|  | Urban | Total |  | 183.6169 | 230.3553 | 191.8206 | 202.3233 | 214.0106 | 211.6695 | 248.0424 | 249.0816 | 280.4481 | 321.7243
|  | Rural | LPG |  | 20.5208 | 31.5529 | 70.2755 | 93.8078 | 106.3371 | 116.6437 | 98.0218 | 93.0923 | 86.0622 | 74.7065
|  | Rural | Electricity |  | 0.20651 | 0.31218 | 2.3494 | 9.8012 | 15.0672 | 30.8891 | 38.9329 | 47.194 | 56.9165 | 72.1915
|  | Rural | PNG |  | 0 | 0 | 0 | 5.9233 | 9.0645 | 12.3324 | 34.0415 | 46.6791 | 55.0213 | 66.0405
|  | Rural | Biomass |  | 831.3623 | 882.4554 | 657.7215 | 488.6104 | 386.8194 | 286.0413 | 234.8062 | 186.1867 | 137.1931 | 111.4189
|  | Rural | Coal |  | 6.1093 | 5.6646 | 6.2345 | 6.4172 | 6.4907 | 0 | 0 | 0 | 0 | 0
|  | Rural | Kerosene |  | 2.7448 | 1.9739 | 1.7178 | 1.7682 | 1.7884 | 0 | 0 | 0 | 0 | 0
|  | Rural | Biogas |  | 1.3005 | 1.414 | 3.6505 | 3.7574 | 3.2304 | 2.8835 | 1.913 | 0.95356 | 0.37144 | 0
|  | Rural | Total |  | 862.2442 | 923.373 | 741.9492 | 610.0855 | 528.7976 | 448.79 | 407.7154 | 374.1056 | 335.5646 | 324.3573
Methodology
| 1 | Calculation of Fuel Demand per Scenario in TWh |  |  | 2007: 1.2819e-08; 2012: TWh
|  | Fuel Penetration*Fuel Efficiency*10^6*Energy Demand |  |  | 2007: 1e-09
|  | Type | Description | Vector | 2007 | 2012 | 2017 | 2022 | 2027 | 2032 | 2037 | 2042 | 2047 | 2052
|  | Urban | LPG |  | 57.9026 | 86.333 | 88.8945 | 95.1262 | 104.3691 | 110.1689 | 111.983 | 110.1025 | 110.6963 | 112.2761
|  | Urban | Electricity |  | 0.1001 | 0.093506 | 1.2712 | 1.763 | 3.3531 | 5.6269 | 7.8404 | 10.5671 | 14.5636 | 15.0925
|  | Urban | PNG |  | 0.12209 | 1.2114 | 4.6459 | 14.034 | 30.5616 | 50.0859 | 72.5467 | 102.6788 | 134.8457 | 171.3616
|  | Urban | Biomass |  | 101.921 | 121.6381 | 117.6953 | 118.352 | 122.022 | 121.0365 | 122.2793 | 119.4928 | 119.4046 | 120.3701
|  | Urban | Coal |  | 10.1766 | 10.353 | 13.0941 | 14.0212 | 11.148 | 6.2134 | 7.0543 | 0 | 0 | 0
|  | Urban | Kerosene |  | 13.3945 | 10.7263 | 11.5452 | 12.3627 | 9.8293 | 5.4784 | 3.1099 | 0 | 0 | 0
|  | Urban | Biogas |  | 0 | 0 | 0 | 0 | 0 | 0 | 0 | 0 | 0 | 0
|  | Urban | Total |  | 183.6169 | 230.3553 | 237.1462 | 255.6592 | 281.283 | 298.6102 | 324.8136 | 342.8412 | 379.5102 | 419.1003
|  | Rural | LPG |  | 20.5208 | 31.5529 | 35.9621 | 42.5747 | 47.5256 | 50.9162 | 58.6804 | 67.7513 | 76.4108 | 90.2603
|  | Rural | Electricity |  | 0.20651 | 0.31218 | 0.64072 | 1.3107 | 2.6348 | 5.2974 | 6.7648 | 8.6543 | 10.8149 | 14.1552
|  | Rural | PNG |  | 0 | 0 | 0 | 0 | 0 | 0 | 0 | 0 | 0 | 0
|  | Rural | Biomass |  | 831.3623 | 882.4554 | 864.8079 | 844.7344 | 810.8089 | 778.389 | 724.2414 | 664.2098 | 584.1023 | 534.8105
|  | Rural | Coal |  | 6.1093 | 5.6646 | 6.3394 | 6.6351 | 6.824 | 0 | 0 | 0 | 0 | 0
|  | Rural | Kerosene |  | 2.7448 | 1.9739 | 1.7467 | 1.8282 | 1.8802 | 0 | 0 | 0 | 0 | 0
|  | Rural | Biogas |  | 1.3005 | 1.414 | 1.8559 | 3.2146 | 5.4712 | 12.3303 | 14.1765 | 16.3286 | 18.3714 | 21.6491
|  | Rural | Total |  | 862.2442 | 923.373 | 911.3528 | 900.2976 | 875.1447 | 846.933 | 803.863 | 756.9439 | 689.6993 | 660.8751
| 2 | Cooking Fuel Demand(Rural +Urban) in TWh |  |  | 1e-09 2052: TWh
|  | Vector | Fuel | Comment | 2007 | 2012 | 2017 | 2022 | 2027 | 2032 | 2037 | 2042 | 2047 | 2052
|  |  | LPG |  | 78.4234 | 117.8859 | 124.8566 | 137.7009 | 151.8947 | 161.0851 | 170.6634 | 177.8538 | 187.1071 | 202.5364
|  |  | Electricity |  | 0.3066 | 0.40568 | 1.9119 | 3.0737 | 5.9878 | 10.9243 | 14.6052 | 19.2214 | 25.3784 | 29.2477
|  |  | PNG |  | 0.12209 | 1.2114 | 4.6459 | 14.034 | 30.5616 | 50.0859 | 72.5467 | 102.6788 | 134.8457 | 171.3616
|  |  | Biomass |  | 933.2833 | 1004.0935 | 982.5032 | 963.0864 | 932.8309 | 899.4256 | 846.5208 | 783.7025 | 703.5069 | 655.1806
|  |  | Coal |  | 16.2859 | 16.0176 | 19.4335 | 20.6563 | 17.972 | 6.2134 | 7.0543 | 0 | 0 | 0
|  |  | Kerosene |  | 16.1393 | 12.7002 | 13.2919 | 14.1909 | 11.7095 | 5.4784 | 3.1099 | 0 | 0 | 0
|  |  | Biogas |  | 1.3005 | 1.414 | 1.8559 | 3.2146 | 5.4712 | 12.3303 | 14.1765 | 16.3286 | 18.3714 | 21.6491
|  |  | Total |  | 1045.8611 | 1153.7282 | 1148.4989 | 1155.9568 | 1156.4277 | 1145.5432 | 1128.6767 | 1099.7851 | 1069.2095 | 1079.9753
| 3 | Fuel Penetration
|  | Type | Description | Units | 2007 | 2012 | 2017 | 2022 | 2027 | 2032 | 2037 | 2042 | 2047 | 2052
|  | Urban | LPG | % | 59.35% | 69.06% | 65.24% | 61.63% | 58.22% | 55% | 49.12% | 43.87% | 39.19% | 35%
|  | Urban | Electricity | % | 0.1101% | 0.08027% | 1% | 1.223% | 2% | 3% | 3.669% | 4.486% | 5.486% | 5%
|  | Urban | PNG | % | 0.1101% | 0.8527% | 3% | 8% | 15% | 22% | 28% | 36% | 42% | 47%
|  | Urban | Biomass | % | 24.21% | 22.55% | 20.98% | 19.52% | 18.17% | 16.9% | 15.73% | 14.63% | 13.61% | 12.67%
|  | Urban | Coal | % | 3.33% | 2.644% | 3.076% | 2.915% | 2% | 1% | 1% | 0% | 0% | 0%
|  | Urban | Kerosene | % | 9.943% | 6.215% | 6.152% | 5.829% | 4% | 2% | 1% | 0% | 0% | 0%
|  | Urban | Biogas | % | bar: 2007 to 2052
|  | Urban | Total |  | 97.06% | 101.4% | 99.45% | 99.12% | 99.39% | 99.9% | 98.52% | 98.99% | 100.3% | 99.67%
|  | Rural | LPG | % | 9.26% | 13.1% | 14.18% | 16% | 17.32% | 18% | 20.45% | 23.24% | 26.4% | 30%
|  | Rural | Electricity | % | 0.1% | 0.139% | 0.2708% | 0.5273% | 1.027% | 2% | 2.515% | 3.162% | 3.976% | 5%
|  | Rural | PNG | % | bar: 2007 to 2052
|  | Rural | Biomass | % | 86.95% | 84.89% | 82.83% | 80.83% | 78.88% | 76.97% | 74% | 70% | 65% | 60%
|  | Rural | Coal | % | 0.8802% | 0.7506% | 0.8% | 0.8% | 0.8% | 0% | 0% | 0% | 0% | 0%
|  | Rural | Kerosene | % | 0.897% | 0.5933% | 0.5% | 0.5% | 0.5% | 0% | 0% | 0% | 0% | 0%
|  | Rural | Biogas | % | 0.4% | 0.4% | 0.5% | 0.8274% | 1.369% | 3% | 3.409% | 3.873% | 4.401% | 5%
|  | Rural | Total |  | 98.49% | 99.86% | 99.08% | 99.49% | 99.9% | 99.97% | 100.4% | 100.3% | 99.78% | 100%
| 5.1 | Calculation of Emission Specific Fuel Demand(urban)
| Vector | Fuel Demand( Urban) |  | units | 2007 | 2012 | 2017 | 2022 | 2027 | 2032 | 2037 | 2042 | 2047 | 2052
| V.01 | Electricity (delivered to end user) |  | TWh | 0.1001 | 0.093506 | 1.2712 | 1.763 | 3.3531 | 5.6269 | 7.8404 | 10.5671 | 14.5636 | 15.0925
| V.03 | Solid hydrocarbons |  | TWh | 112.0976 | 131.9911 | 130.7894 | 132.3732 | 133.17 | 127.25 | 129.3336 | 119.4928 | 119.4046 | 120.3701
| V.04 | Liquid hydrocarbons |  | TWh | 69.5558 | 95.6648 | 98.9389 | 105.8818 | 112.9206 | 114.9352 | 114.6887 | 110.1025 | 110.6963 | 112.2761
| V.05 | Gaseous hydrocarbons |  | TWh | 7.6494 | 12.4347 | 16.2022 | 26.4004 | 44.1295 | 64.4079 | 87.1045 | 116.9921 | 149.2363 | 185.9575
| 6.1 | Calculation of Emissions( urban cooking)
Combustion emissions
|  | CO2 |  | Mt CO2e | 58.9828 | 73.8036 | 75.0093 | 79.4398 | 85.121 | 87.6378 | 92.8107 | 94.1178 | 100.6605 | 108.7226
|  | CH4 |  | Mt CO2e | 0 | 0 | 0 | 0 | 0 | 0 | 0 | 0 | 0 | 0
|  | N2O |  | Mt CO2e | 0 | 0 | 0 | 0 | 0 | 0 | 0 | 0 | 0 | 0
| 5.2 | Calculation of Emission Specific Fuel Demand(rural)
| Vector |  |  | units | 2007 | 2012 | 2017 | 2022 | 2027 | 2032 | 2037 | 2042 | 2047 | 2052
| V.01 | Electricity (delivered to end user) |  | TWh | 0.20651 | 0.31218 | 0.64072 | 1.3107 | 2.6348 | 5.2974 | 6.7648 | 8.6543 | 10.8149 | 14.1552
| V.03 | Solid hydrocarbons |  | TWh | 837.4716 | 888.12 | 871.1473 | 851.3694 | 817.6329 | 778.389 | 724.2414 | 664.2098 | 584.1023 | 534.8105
| V.04 | Liquid hydrocarbons |  | TWh | 20.5979 | 29.425 | 33.0337 | 38.8682 | 43.2275 | 44.2971 | 51.0519 | 58.9436 | 66.4774 | 78.5264
| V.05 | Gaseous hydrocarbons |  | TWh | 3.9682 | 5.5158 | 6.531 | 8.7493 | 11.6495 | 18.9494 | 21.8049 | 25.1362 | 28.3048 | 33.3829
| 6.2 | Calculation of Emissions( rural cooking)
Combustion emissions
|  | CO2 |  | Mt CO2e | 18.5522 | 25.5161 | 26.3894 | 28.2412 | 30.1186 | 30.656 | 30.5902 | 29.367 | 29.5254 | 29.9467
|  | CH4 |  | Mt CO2e | 0 | 0 | 0 | 0 | 0 | 0 | 0 | 0 | 0 | 0
|  | N2O |  | Mt CO2e | 0 | 0 | 0 | 0 | 0 | 0 | 0 | 0 | 0 | 0
|  | Energy produced and required |  |  | 2052: TWh
|  | Vector | Name | Notes | 2007 | 2012 | 2017 | 2022 | 2027 | 2032 | 2037 | 2042 | 2047 | 2052
|  | M.01 | Domestic Cooking Energy Demand |  | 1045.8611 | 1153.7282 | 1148.4989 | 1155.9568 | 1156.4277 | 1145.5432 | 1128.6767 | 1099.7851 | 1069.2095 | 1079.9753
|  | V.01 | Electricity (delivered to end user) |  | -0.3066 | -0.40568 | -1.9119 | -3.0737 | -5.9878 | -10.9243 | -14.6052 | -19.2214 | -25.3784 | -29.2477
|  | V.03 | Solid hydrocarbons |  | -949.5692 | -1020.1111 | -1001.9367 | -983.7427 | -950.8029 | -905.639 | -853.5751 | -783.7025 | -703.5069 | -655.1806
|  | V.04 | Liquid hydrocarbons |  | -84.3677 | -115.2609 | -121.9172 | -133.9907 | -143.858 | -145.6225 | -151.5871 | -154.7328 | -162.7832 | -176.2067
| 0 | V.05 | Gaseous hydrocarbons |  | -11.6176 | -17.9506 | -22.7332 | -35.1497 | -55.7791 | -83.3573 | -108.9094 | -142.1283 | -177.541 | -219.3404
|  | Total |  |  | 2.3093e-13 | 7.4607e-14 | -4.9738e-14 | 1.1369e-13 | 1.6342e-13 | 0 | 1.1369e-13 | 0 | 0 | 0
[7 empty] | 0 | 0
Emissions
|  | Emissions produced - Domestic Cooking |  |  | 2052: Mt CO2e
|  | GHG | IPCC Sector | Notes | 2007 | 2012 | 2017 | 2022 | 2027 | 2032 | 2037 | 2042 | 2047 | 2052
|  | CO2 | 1A | Fuel Combustion | 77.535 | 99.3197 | 101.3987 | 107.681 | 115.2396 | 118.2938 | 123.4009 | 123.4848 | 130.1859 | 138.6693
|  | CH4 | 1A | Fuel Combustion
|  | N2O | 1A | Fuel Combustion
|  | Total |  |  | 77.535 | 99.3197 | 101.3987 | 107.681 | 115.2396 | 118.2938 | 123.4009 | 123.4848 | 130.1859 | 138.6693

## XIII.b
XIII. | Cooking
XII.b | Domestic freight
Choice of Trajectory
|  |  | Component | Trajectory
|  |  | Energy Demand for cooking | 1
Trajectory assumptions
|  | Energy Demand for Cooking | [11 empty] | TWh
|  | Trajectory | Description | Notes | 2007 | 2012 | 2017 | 2022 | 2027 | 2032 | 2037 | 2042 | 2047 | 2052
|  | 1 |  |  | 42.6367 | 64.7672 | 96.6439 | 143.4128 | 210.7458 | 308.3434 | 412.6331 | 552.1961 | 738.963 | 988.8991
|  | 2 |  |  | 42.6367 | 64.7672 | 93.2478 | 138.4936 | 203.7049 | 298.1648 | 402.4208 | 538.5298 | 720.6744 | 964.4249
|  | 3 |  |  | 42.6367 | 64.7672 | 89.6427 | 133.2561 | 196.1832 | 287.2746 | 391.0495 | 523.3124 | 700.3101 | 937.1728
|  | 4 |  |  | 42.6367 | 64.7672 | 86.1553 | 128.1859 | 188.8964 | 276.7207 | 379.9534 | 508.4633 | 680.4386 | 910.5804
|  | Chosen Trajectory |  |  | 42.6367 | 64.7672 | 96.6439 | 143.4128 | 210.7458 | 308.3434 | 412.6331 | 552.1961 | 738.963 | 988.8991
Share of LPG
|  | Trajectory | Description | Notes | 2007 | 2012 | 2017 | 2022 | 2027 | 2032 | 2037 | 2042 | 2047 | 2052
|  | 1 |  |  | 88.38% | 88.39% | 87.96% | 87.53% | 87.1% | 86.68% | 86.26% | 85.83% | 85.42% | 85%
|  | 2 |  |  | 88.38% | 88.39% | 84.21% | 80.23% | 76.44% | 72.82% | 69.38% | 66.1% | 62.98% | 60%
|  | 3 |  |  | 88.38% | 88.39% | 82.31% | 76.66% | 71.39% | 66.48% | 61.91% | 57.65% | 53.69% | 50%
|  | 4 |  |  | 88.38% | 88.39% | 77.22% | 67.47% | 58.94% | 51.49% | 44.99% | 39.3% | 34.34% | 30%
|  | Chosen Trajectory |  |  | 88.38% | 88.39% | 87.96% | 87.53% | 87.1% | 86.68% | 86.26% | 85.83% | 85.42% | 85%
Share of PNG
|  | Trajectory | Description | Notes | 2007 | 2012 | 2017 | 2022 | 2027 | 2032 | 2037 | 2042 | 2047 | 2052
|  | 1 |  |  | 11.62% | 11.61% | 12.04% | 12.47% | 12.9% | 13.32% | 13.74% | 14.17% | 14.58% | 15%
|  | 2 |  |  | 11.62% | 11.61% | 15.79% | 19.77% | 23.56% | 27.18% | 30.62% | 33.9% | 37.02% | 40%
|  | 3 |  |  | 11.62% | 11.61% | 17.69% | 23.34% | 28.61% | 33.52% | 38.09% | 42.35% | 46.31% | 50%
|  | 4 |  |  | 11.62% | 11.61% | 22.78% | 32.53% | 41.06% | 48.51% | 55.01% | 60.7% | 65.66% | 70%
|  | Chosen Trajectory |  |  | 11.62% | 11.61% | 12.04% | 12.47% | 12.9% | 13.32% | 13.74% | 14.17% | 14.58% | 15%
Input assumptions
|  | Level | Elasticity | Efficiency | 2007: LPG Penetration Growth
|  | 1 | 1 | 0.99926 | 2007: -0.0977%
|  | 2 | 0.9 | 0.99854 | 2007: -0.9638%
|  | 3 | 0.8 | 0.99785 | 2007: -1.414%
|  | 4 | 0.7 | 0.99717 | 2007: -2.665%
|  | Vector | Description | Unit | 2007 | 2012 | 2017 | 2022 | 2027 | 2032 | 2037 | 2042 | 2047 | 2052
|  |  | GDP Growth Rate | % | 9.6% | 6.21% | 8.414% | 8.214% | 8.003% | 7.908% | 6% | 6% | 6% | 6%
|  |  | Consumption of LPG | TWh | 37.6831 | 57.2472 | 85.739 | 127.2306 | 186.966 | 273.5511 | 366.0731 | 489.8883 | 655.5811 | 877.3154
|  |  | Consumption of Piped Natural Gas( PNG) | TWh | 4.9536 | 7.52 | 11.2627 | 16.713 | 24.5599 | 35.9337 | 48.0874 | 64.3518 | 86.1173 | 115.2444
|  |  | Total Energy | TWh | 42.6367 | 64.7672 | 97.0017 | 143.9437 | 211.5259 | 309.4848 | 414.1605 | 554.2402 | 741.6984 | 992.5597
|  | Life Cycle of a PNG/LPG cookstove |  | 10 | 2007: years
Derived Assumptions
|  | Energy Demand for Commercial Cooking |  |  | 2052: TWh
|  | Fuel | Demand Tyoe |  | 2007 | 2012 | 2017 | 2022 | 2027 | 2032 | 2037 | 2042 | 2047 | 2052
|  | N.01 | Commercial Cooking |  | 42.6367 | 64.7672 | 96.6439 | 143.4128 | 210.7458 | 308.3434 | 412.6331 | 552.1961 | 738.963 | 988.8991
Penetration of LPG in commercial Cooking
|  | Fuel | Demand Tyoe |  | 2007 | 2012 | 2017 | 2022 | 2027 | 2032 | 2037 | 2042 | 2047 | 2052
|  | N.01 | Commercial Cooking |  | 88.38% | 88.39% | 87.96% | 87.53% | 87.1% | 86.68% | 86.26% | 85.83% | 85.42% | 85%
Methodology
| 1 | Calculation of Fuel Demand per Scenario
| 2 | Calculation of Number of Commercial Consumers per scenario.
| 1 | Energy Demand for Commercial Cooking |  |  | 2052: TWh
|  | Fuel | Demand Tyoe | Units | 2007 | 2012 | 2017 | 2022 | 2027 | 2032 | 2037 | 2042 | 2047 | 2052
|  |  | LPG Demand for Cooking | TWh | 37.6831 | 57.2472 | 85.0063 | 125.5284 | 183.5652 | 267.266 | 355.9185 | 473.9771 | 631.1958 | 840.5643
|  |  | PNG Demand for Cooking | TWh | 4.9536 | 7.52 | 11.6376 | 17.8844 | 27.1806 | 41.0774 | 56.7146 | 78.2191 | 107.7671 | 148.3349
| 2 | No of Commercial Consumers |  | Millions | 9.2387 | 14.0341 | 20.9413 | 31.0754 | 45.6654 | 66.8133 | 89.4113 | 119.6525 | 160.122 | 214.2793
| 3 | Annual Growth Rate of Commercial Consumers |  | % |  |  | 8.334% | 8.214% | 8.003% | 7.908% | 6% | 6% | 6% | 6%
[5 empty] | 2007 | 2012 | 2013 | 2014 | 2015 | 2016 | 2017 | 2018 | 2019 | 2020 | 2021 | 2022 | 2023 | 2024 | 2025 | 2026 | 2027 | 2028 | 2029 | 2030 | 2031 | 2032 | 2033 | 2034 | 2035 | 2036 | 2037 | 2038 | 2039 | 2040 | 2041 | 2042 | 2043 | 2044 | 2045 | 2046 | 2047 | 2048 | 2049 | 2050 | 2051 | 2052
| 4 | Annual Number of Commercial Consumers |  | Millions |  | 14.0341 | 15.2036 | 16.4707 | 17.8433 | 19.3303 | 20.9413 | 22.6613 | 24.5227 | 26.5369 | 28.7166 | 31.0754 | 33.5622 | 36.248 | 39.1488 | 42.2818 | 45.6654 | 49.2768 | 53.1738 | 57.379 | 61.9167 | 66.8133 | 70.8221 | 75.0714 | 79.5757 | 84.3503 | 89.4113 | 94.776 | 100.4625 | 106.4903 | 112.8797 | 119.6525 | 126.8316 | 134.4415 | 142.508 | 151.0585 | 160.122 | 169.7293 | 179.9131 | 190.7078 | 202.1503 | 214.2793
| 5 | New Consumers |  | Millions |  | 14.0341 | 1.1696 | 1.267 | 1.3726 | 1.487 | 1.6109 | 1.7201 | 1.8614 | 2.0142 | 2.1797 | 2.3587 | 2.4868 | 2.6858 | 2.9008 | 3.1329 | 3.3836 | 3.6114 | 3.897 | 4.2052 | 4.5377 | 4.8966 | 4.0088 | 4.2493 | 4.5043 | 4.7745 | 5.061 | 5.3647 | 5.6866 | 6.0278 | 6.3894 | 6.7728 | 7.1791 | 7.6099 | 8.0665 | 8.5505 | 9.0635 | 9.6073 | 10.1838 | 10.7948 | 11.4425 | 12.129
| 6 | Replacement |  | Millions |  | 14.0341 | 2.573 | 2.6704 | 2.776 | 2.8904 | 3.0144 | 3.1235 | 3.2648 | 3.4177 | 3.5831 | 4.9317 | 5.1573 | 5.4619 | 5.7912 | 6.1473 | 6.5071 | 6.8762 | 7.3146 | 7.7883 | 9.4694 | 10.0539 | 9.4707 | 10.0405 | 10.6516 | 11.2817 | 11.9372 | 12.6793 | 13.4748 | 15.4972 | 16.4433 | 16.2435 | 17.2197 | 18.2615 | 19.3482 | 20.4877 | 21.7428 | 23.0822 | 25.681 | 27.2381 | 27.6859 | 29.3487
| 9 | Calculation of Fuel Demand(Commercial Cooking)
| Vector | Fuel Demand |  | units | 2007 | 2012 | 2017 | 2022 | 2027 | 2032 | 2037 | 2042 | 2047 | 2052
| V.04 | Liquid hydrocarbons |  | TWh | 32.7843 | 49.8051 | 73.9555 | 109.2097 | 159.7018 | 232.5214 | 309.6491 | 412.36 | 549.1404 | 731.2909
| V.05 | Gaseous hydrocarbons |  | TWh | 9.8524 | 14.9621 | 22.6884 | 34.2031 | 51.044 | 75.822 | 102.984 | 139.8361 | 189.8226 | 257.6082
| 10 | Calculation of Emissions( COmmercial cooking)
Combustion emissions
|  | CO2 |  | Mt CO2e | 10.7045 | 16.2609 | 24.2395 | 35.9335 | 52.7514 | 77.1036 | 103.0792 | 137.8063 | 184.2336 | 246.3033
|  | CH4 |  | Mt CO2e | 0 | 0 | 0 | 0 | 0 | 0 | 0 | 0 | 0 | 0
|  | N2O |  | Mt CO2e | 0 | 0 | 0 | 0 | 0 | 0 | 0 | 0 | 0 | 0
|  | Energy produced and required |  |  | 2052: TWh
|  | Vector | Name | Notes | 2007 | 2012 | 2017 | 2022 | 2027 | 2032 | 2037 | 2042 | 2047 | 2052
|  | M.02 | Commercial Cooking Energy Demand |  | 42.6367 | 64.7672 | 96.6439 | 143.4128 | 210.7458 | 308.3434 | 412.6331 | 552.1961 | 738.963 | 988.8991
|  | V.01 | Electricity (delivered to end user)
|  | V.03 | Solid hydrocarbons
|  | V.04 | Liquid hydrocarbons |  | -32.7843 | -49.8051 | -73.9555 | -109.2097 | -159.7018 | -232.5214 | -309.6491 | -412.36 | -549.1404 | -731.2909
|  | V.05 | Gaseous hydrocarbons |  | -9.8524 | -14.9621 | -22.6884 | -34.2031 | -51.044 | -75.822 | -102.984 | -139.8361 | -189.8226 | -257.6082
|  | Total |  |  | 0 | 0 | 0 | 0 | 0 | 0 | 0 | 0 | 0 | 0
Emissions
|  | Emissions produced - Commercial Cooking |  |  | 2052: Mt CO2e
|  | GHG | IPCC Sector | Notes | 2007 | 2012 | 2017 | 2022 | 2027 | 2032 | 2037 | 2042 | 2047 | 2052
|  | CO2 | 1A | Fuel Combustion | 10.7045 | 16.2609 | 24.2395 | 35.9335 | 52.7514 | 77.1036 | 103.0792 | 137.8063 | 184.2336 | 246.3033
|  | CH4 | 1A | Fuel Combustion | 0 | 0 | 0 | 0 | 0 | 0 | 0 | 0 | 0 | 0
|  | N2O | 1A | Fuel Combustion | 0 | 0 | 0 | 0 | 0 | 0 | 0 | 0 | 0 | 0
Total

## XIV
XIV | Agriculture
Trajectory choice
|  |  | Component | Trajectory
|  |  | Scenario | 1
|  |  | Fuel mix | 1
|  | Note: | Trajectories are numbered in this worksheet. A=1, B=2, C=3, D=4
Trajectory assumptions
Demand for Tractors
|  | Trajectory | Description | CAGR | 2007 | 2012 | 2017 | 2022 | 2027 | 2032 | 2037 | 2042 | 2047 | 2052
|  | 1 | Level 1 | 6% | 4131400.627 | 5629347.3 | 7533336.5421 | 10081303.6452 | 13491058.3936 | 16500000 | 16500000 | 16500000 | 16500000 | 16500000
|  | 2 | Level 2 | 6% | 4131400.627 | 5629347.3 | 7533336.5421 | 10081303.6452 | 13491058.3936 | 16500000 | 16500000 | 16500000 | 16500000 | 16500000
|  | 3 | Level 3 | 6% | 4131400.627 | 5629347.3 | 7533336.5421 | 10081303.6452 | 13491058.3936 | 16500000 | 16500000 | 16500000 | 16500000 | 16500000
|  | 4 | Level 4 | 6% | 4131400.627 | 5629347.3 | 7533336.5421 | 10081303.6452 | 13491058.3936 | 16500000 | 16500000 | 16500000 | 16500000 | 16500000
|  |  | Chosen |  | 4131400.627 | 5629347.3 | 7533336.5421 | 10081303.6452 | 13491058.3936 | 16500000 | 16500000 | 16500000 | 16500000 | 16500000
Growth Scenarios for Pumping Demand
|  | Demand Level | 2012-2022 | 2022-2032 | 2007: 2032-42; 2012: 2042-52
|  | Level 1 | 7.25% | 5.5% | 2007: 3.5%; 2012: 2%
|  | Level 2 | 7% | 5% | 2007: 2.5%; 2012: 1.5%
|  | Level 3 | 6.5% | 4.5% | 2007: 2.25%; 2012: 1%
|  | Level 4 | 6% | 4% | 2007: 2%; 2012: 0.75%
|  | Chosen | 7.25% | 5.5% | 2007: 3.5%; 2012: 2%
Choice of Fuel for agriculture pumpsets in 2052
2052
|  |  | Fuel | 2007 | 2012 | Level A | Level B | Level C | Level D | Chosen
|  |  | Diesel | 19% | 17% | 20% | 10% | 5% | 0% | 20%
|  |  | Electricity | 81% | 83% | 80% | 85% | 80% | 75% | 80%
|  |  | Solar | 0% | 0% | 0% | 5% | 15% | 25% | 0%
Scenarios for Electricity Based Pumpsets Rating | bar: 2052
|  | Trajectory | Description | CAGR for 20 years | 2007 | 2012 | 2017 | 2022 | 2027 | 2032 | 2037 | 2042 | 2047 | 2052
|  | 1 | Level 1 | -0.3271% | 6.42e-06 | 6.42e-06 | 6.3157e-06 | 6.2131e-06 | 6.1121e-06 | 6e-06 | 6e-06 | 6e-06 | 6e-06 | 6e-06
|  | 2 | Level 2 | -0.9112% | 6.42e-06 | 6.42e-06 | 6.1328e-06 | 5.8584e-06 | 5.5963e-06 | 5.25e-06 | 5.25e-06 | 5.25e-06 | 5.25e-06 | 5.25e-06
|  | 3 | Level 3 | -1.495% | 6.42e-06 | 6.42e-06 | 5.9541e-06 | 5.5221e-06 | 5.1214e-06 | 4.5e-06 | 4.5e-06 | 4.5e-06 | 4.5e-06 | 4.5e-06
|  | 4 | Level 4 | -1.885% | 6.42e-06 | 6.42e-06 | 5.8374e-06 | 5.3076e-06 | 4.826e-06 | 4e-06 | 4e-06 | 4e-06 | 4e-06 | 4e-06
|  |  | Chosen |  | 6.42e-06 | 6.42e-06 | 6.3157e-06 | 6.2131e-06 | 6.1121e-06 | 6e-06 | 6e-06 | 6e-06 | 6e-06 | 6e-06
|  | Scenarios for Fuel Efficiency of Diesel Pumpsets |  |  | 2052: TWh
|  | Trajectory | Description | CAGR for 20 years | 2007 | 2012 | 2017 | 2022 | 2027 | 2032 | 2037 | 2042 | 2047 | 2052
|  | 1 | Level 1 | 0% | 1.17e-08 | 1.17e-08 | 1.17e-08 | 1.17e-08 | 1.17e-08 | 1.17e-08 | 1.17e-08 | 1.17e-08 | 1.17e-08 | 1.17e-08
|  | 2 | Level 2 | -0.4167% | 1.17e-08 | 1.17e-08 | 1.1458e-08 | 1.1222e-08 | 1.099e-08 | 1.0725e-08 | 1.0725e-08 | 1.0725e-08 | 1.0725e-08 | 1.0725e-08
|  | 3 | Level 3 | -1.042% | 1.17e-08 | 1.17e-08 | 1.1103e-08 | 1.0537e-08 | 9.9993e-09 | 9.2625e-09 | 9.2625e-09 | 9.2625e-09 | 9.2625e-09 | 9.2625e-09
|  | 4 | Level 4 | -1.458% | 1.17e-08 | 1.17e-08 | 1.0871e-08 | 1.0101e-08 | 9.3861e-09 | 8.2875e-09 | 8.2875e-09 | 8.2875e-09 | 8.2875e-09 | 8.2875e-09
|  |  | Chosen |  | 1.17e-08 | 1.17e-08 | 1.17e-08 | 1.17e-08 | 1.17e-08 | 1.17e-08 | 1.17e-08 | 1.17e-08 | 1.17e-08 | 1.17e-08
Trajectories for Hours of Usage of Tractors in 2052
|  | Demand Level | Hours of Usage | Fuel Consumed in TWh/hour | 2007: Year of Tractor Demand Saturation
|  | Level 1 | 500 | 4.3875e-08 | 2007: 2032
|  | Level 2 | 500 | 3.9e-08 | 2007: 2037
|  | Level 3 | 500 | 3.4125e-08 | 2007: 2037
|  | Level 4 | 500 | 2.925e-08 | 2007: 2037
|  | Chosen | 500 | 4.3875e-08 | 2007: 2032
Fixed assumptions
| 1 | Diesel for Tractor assumptions
| (i) | Number of tractors
|  | Year | 2010 | 2011
|  | Number | 5005201 | 5310705
| (iii) | No of Tractors assumed to be in Use | 60%
| (iv) |  | 2010 | 2011
|  | Hours of Tractor Usage | 500 | 500
|  | Fuel Consumed in TWh/hour | 4.3875e-08 | 4.3875e-08
| (v) | Total Diesel Consumption
|  | Year | 2010 | 2011
|  | Diesel Consumption in TWh | 65.881 | 69.9022
Notes:
| vi) | Saturation Level of Tractors |  | 16500000
| vii) | Lifetime of a tractor |  | 12 | 2007: years
| 2 | Pumping assumptions
|  |  |  | 2007 | 2007: 2012
| i) | Base level Pumping Demand in TWh |  | 122.9 | 2007: 163.667
|  | Base level Electricity Pumping Demand in TWh |  | 99 | 2007: 136.4
|  | Base level Diesel Pumping Demand in TWh |  | 23.9 | 2007: 27.267
| ii) | Asset Life of Pumps
|  | Electricity |  | 7 | 2007: years
|  | Diesel |  | 5 | 2007: years
|  | Solar |  | 10 | 2007: years
| iii) | Annual Hours of usage of Pumps
|  | Electricity |  | 1000 | 2007: hours
|  | Diesel |  | 1000 | 2007: hours
|  | Solar |  | 1000 | 2007: hours
Derived Assumptions
Fuel Mix as per the Selected Scenario
|  | Vector | Fuel | Delta | 2007 | 2012 | 2017 | 2022 | 2027 | 2032 | 2037 | 2042 | 2047 | 2052
|  |  | Diesel | 0.075% | 19% | 17% | 17.38% | 17.75% | 18.13% | 18.5% | 18.88% | 19.25% | 19.63% | 20%
|  |  | Electricity | -0.075% | 81% | 83% | 82.62% | 82.25% | 81.87% | 81.5% | 81.12% | 80.75% | 80.37% | 80%
|  |  | Solar | 0% | bar: 2007 to 2052
|  | Annual Energy Consumption of Pumps |  | Rating in KW | 2007: Energy Consumed in TWh
|  | Electricity |  | 3.73 | 2007: 3.73e-06
|  | Diesel |  | 3.73 | 2007: 3.73e-06
|  | Solar |  | 2.238 | 2007: 2.238e-06
Methodology
| 1.1 | DIESEL DEMAND FOR TRACTORS |  | units | 2007 | 2012 | 2017 | 2022 | 2027 | 2032 | 2037 | 2042 | 2047 | 2052
|  | number of tractors |  |  | 4131400.627 | 5629347.3 | 7533336.5421 | 10081303.6452 | 13491058.3936 | 16500000 | 16500000 | 16500000 | 16500000 | 16500000
| x | percentage of tractors in use |  |  | 60% | 60% | 60% | 60% | 60% | 60% | 60% | 60% | 60% | 60%
| × | diesel consumed per hour |  | TWh | 4.3875e-08 | 4.3875e-08 | 4.3875e-08 | 4.3875e-08 | 4.3875e-08 | 4.3875e-08 | 4.3875e-08 | 4.3875e-08 | 4.3875e-08 | 4.3875e-08
| x | hours of operation per year |  | hours | 500 | 500 | 500 | 500 | 500 | 500 | 500 | 500 | 500 | 500
| = | Total diesel consumption |  | TWh | 54.3796 | 74.0963 | 99.1575 | 132.6952 | 177.5761 | 217.1813 | 217.1813 | 217.1813 | 217.1813 | 217.1813
| 1.3 | Calculation of Fuel Demand
|  |  |  | units | 2007 | 2012 | 2017 | 2022 | 2027 | 2032 | 2037 | 2042 | 2047 | 2052
| V.04 | Liquid hydrocarbons |  | TWh | 54.3796 | 74.0963 | 99.1575 | 132.6952 | 177.5761 | 217.1813 | 217.1813 | 217.1813 | 217.1813 | 217.1813
| 1.4 | Calculation of Emissions
Combustion emissions
|  | CO2 |  | Mt CO2e | 14.5043 | 19.7633 | 26.4477 | 35.393 | 47.3638 | 57.9274 | 57.9274 | 57.9274 | 57.9274 | 57.9274
|  | CH4 |  | Mt CO2e | 0 | 0 | 0 | 0 | 0 | 0 | 0 | 0 | 0 | 0
|  | N2O |  | Mt CO2e | 0 | 0 | 0 | 0 | 0 | 0 | 0 | 0 | 0 | 0
| 2 | Diesel Demand for Pumping |  | Units | 2007 | 2012 | 2017 | 2022 | 2027 | 2032 | 2037 | 2042 | 2047 | 2052
|  | Demand for Pumping |  | TWh | 122.9 | 163.667 | 232.2457 | 329.5597 | 430.7214 | 562.9356 | 668.5909 | 794.0763 | 876.7244 | 967.9746
| × | Share of Diesel Pumps |  | % | 19% | 17% | 17.38% | 17.75% | 18.13% | 18.5% | 18.88% | 19.25% | 19.63% | 20%
| x | Demand Reduction due Efficiency improvement in pumps |  | % | bar: 2007 to 2052
| = | total energy consumption of Diesel Pumpsets |  | TWh | 23.9 | 27.267 | 40.3527 | 58.4969 | 78.0682 | 104.1431 | 126.1965 | 152.8597 | 172.0572 | 193.5949
| V.04 | Liquid hydrocarbons |  | TWh | 23.9 | 27.267 | 40.3527 | 58.4969 | 78.0682 | 104.1431 | 126.1965 | 152.8597 | 172.0572 | 193.5949
| 2.2 | Calculation of Emissions
Combustion emissions
|  | CO2 |  | Mt CO2e | 6.3747 | 7.2728 | 10.763 | 15.6025 | 20.8227 | 27.7775 | 33.6596 | 40.7713 | 45.8918 | 51.6364
|  | CH4 |  | Mt CO2e | 0 | 0 | 0 | 0 | 0 | 0 | 0 | 0 | 0 | 0
|  | N2O |  | Mt CO2e | 0 | 0 | 0 | 0 | 0 | 0 | 0 | 0 | 0 | 0
| 3 | Electricity Demand for Pumping |  | Units | 2007 | 2012 | 2017 | 2022 | 2027 | 2032 | 2037 | 2042 | 2047 | 2052
|  | Demand for Pumping |  | TWh | 122.9 | 163.667 | 232.2457 | 329.5597 | 430.7214 | 562.9356 | 668.5909 | 794.0763 | 876.7244 | 967.9746
| × | Share of Electricity Pumps |  | % | 81% | 83% | 82.62% | 82.25% | 81.87% | 81.5% | 81.12% | 80.75% | 80.37% | 80%
| x | Demand Reduction due Efficiency improvement in pumps |  | % | 100% | 100% | 98.38% | 96.78% | 95.2% | 93.46% | 93.46% | 93.46% | 93.46% | 93.46%
| = | total energy consumption of Electricity Pumpsets |  | TWh | 99.549 | 135.8436 | 188.775 | 262.3257 | 335.7407 | 428.7781 | 506.9106 | 599.2678 | 658.5675 | 723.7193
| V.01 | Electricity (delivered to end user) |  | TWh | 99.549 | 135.8436 | 188.775 | 262.3257 | 335.7407 | 428.7781 | 506.9106 | 599.2678 | 658.5675 | 723.7193
| 4 | Solar Demand for Pumping |  | Units | 2007 | 2012 | 2017 | 2022 | 2027 | 2032 | 2037 | 2042 | 2047 | 2052
|  | Demand for Pumping |  | TWh | 122.9 | 163.667 | 232.2457 | 329.5597 | 430.7214 | 562.9356 | 668.5909 | 794.0763 | 876.7244 | 967.9746
| × | Share of Solar Pumps |  | % | bar: 2007 to 2052
| = | total energy consumption of Solar Pumpsets |  | TWh | 0 | 0 | 0 | 0 | 0 | 0 | 0 | 0 | 0 | 0
| V.11 | Off Grid Renewables |  | TWh | 0 | 0 | 0 | 0 | 0 | 0 | 0 | 0 | 0 | 0
Outputs
|  | Energy produced and required - Agriculture |  |  | 2052: TWh
|  | Vector | Name | Notes | 2007 | 2012 | 2017 | 2022 | 2027 | 2032 | 2037 | 2042 | 2047 | 2052
|  | D.01 | Pumps& Tractors |  | 177.8286 | 237.2069 | 328.2852 | 453.5177 | 591.385 | 750.1024 | 850.2884 | 969.3088 | 1047.8059 | 1134.4955
|  | V.01 | Electricity (delivered to end user) |  | -99.549 | -135.8436 | -188.775 | -262.3257 | -335.7407 | -428.7781 | -506.9106 | -599.2678 | -658.5675 | -723.7193
|  | V.04 | Liquid hydrocarbons |  | -78.2796 | -101.3633 | -139.5102 | -191.192 | -255.6443 | -321.3243 | -343.3778 | -370.0409 | -389.2384 | -410.7762
|  | V.11 | Off Grid Renewables |  | 0 | 0 | 0 | 0 | 0 | 0 | 0 | 0 | 0 | 0
|  | Total |  |  | 0 | 1.4211e-14 | 0 | 2.8422e-14 | 0 | 0 | -5.6843e-14 | 0 | 1.1369e-13 | 0
Emissions
|  | Emissions produced - Tractors Usage |  |  | 2052: Mt CO2e
|  | GHG | IPCC Sector | Notes | 2007 | 2012 | 2017 | 2022 | 2027 | 2032 | 2037 | 2042 | 2047 | 2052
|  | CO2 | 1A | Fuel Combustion | 14.5043 | 19.7633 | 26.4477 | 35.393 | 47.3638 | 57.9274 | 57.9274 | 57.9274 | 57.9274 | 57.9274
|  | CH4 | 1A | Fuel Combustion | 0 | 0 | 0 | 0 | 0 | 0 | 0 | 0 | 0 | 0
|  | N2O | 1A | Fuel Combustion | 0 | 0 | 0 | 0 | 0 | 0 | 0 | 0 | 0 | 0
|  | Total |  |  | 14.5043 | 19.7633 | 26.4477 | 35.393 | 47.3638 | 57.9274 | 57.9274 | 57.9274 | 57.9274 | 57.9274
|  | Emissions produced - Pumping |  |  | 2052: Mt CO2e
|  | GHG | IPCC Sector | Notes | 2007 | 2012 | 2017 | 2022 | 2027 | 2032 | 2037 | 2042 | 2047 | 2052
|  | CO2 | 1A | Fuel Combustion | 6.3747 | 7.2728 | 10.763 | 15.6025 | 20.8227 | 27.7775 | 33.6596 | 40.7713 | 45.8918 | 51.6364
|  | CH4 | 1A | Fuel Combustion | 0 | 0 | 0 | 0 | 0 | 0 | 0 | 0 | 0 | 0
|  | N2O | 1A | Fuel Combustion | 0 | 0 | 0 | 0 | 0 | 0 | 0 | 0 | 0 | 0
|  | Total |  |  | 6.3747 | 6.3747 | 6.3747 | 6.3747 | 6.3747 | 6.3747 | 6.3747 | 6.3747 | 6.3747 | 6.3747
|  | Emissions produced - Agriculture |  |  | 2052: Mt CO2e
|  | GHG | IPCC Sector | Notes | 2007 | 2012 | 2017 | 2022 | 2027 | 2032 | 2037 | 2042 | 2047 | 2052
|  | CO2 | 1A | Fuel Combustion | 20.879 | 27.036 | 37.2107 | 50.9955 | 68.1865 | 85.7049 | 91.5871 | 98.6988 | 103.8192 | 109.5639
|  | CH4 | 1A | Fuel Combustion | 0 | 0 | 0 | 0 | 0 | 0 | 0 | 0 | 0 | 0
|  | N2O | 1A | Fuel Combustion | 0 | 0 | 0 | 0 | 0 | 0 | 0 | 0 | 0 | 0
|  | Total |  |  | 20.879 | 20.879 | 20.879 | 20.879 | 20.879 | 20.879 | 20.879 | 20.879 | 20.879 | 20.879
Note on C151: himanshu: Explain as to why this is linked with Tractor Saturation.

## XV.a
XV | Fossil fuel production
XV.a | Domestic Gas Production
Choice of Trajectory
|  |  | Component | Trajectory
|  |  | Trajectory | 1
Gas ONGC
Trajectory assumptions
9.4275
|  | Gas, ONGC Supply | [11 empty] | TWh
|  | Trajectory | Description | Notes | 2007 | 2012 | 2017 | 2022 | 2027 | 2032 | 2037 | 2042 | 2047 | 2052
|  | 1 |  |  | 210.5161 | 219.8493 | 240.0242 | 251.9971 | 264.5356 | 277.8284 | 291.6715 | 306.2463 | 321.5494 | 321.4778
|  | 2 |  |  | 210.5161 | 219.8493 | 273.3975 | 313.8415 | 360.3191 | 413.6787 | 474.9575 | 545.2866 | 531.711 | 659.925
|  | 3 |  |  | 210.5161 | 219.8493 | 282.825 | 335.9018 | 398.9718 | 473.8261 | 562.7275 | 668.4098 | 793.7955 | 895.6125
|  | 4 |  |  | 210.5161 | 219.8493 | 301.68 | 367.0126 | 446.5807 | 543.3068 | 661.0563 | 804.26 | 978.4802 | 1055.88
|  | Chosen |  |  | 210.5161 | 219.8493 | 240.0242 | 251.9971 | 264.5356 | 277.8284 | 291.6715 | 306.2463 | 321.5494 | 321.4778
|  | Gas, OIL Supply |  |  | TWh 2052: TWh
|  | Trajectory | Description | Notes | 2007 | 2012 | 2017 | 2022 | 2027 | 2032 | 2037 | 2042 | 2047 | 2052
|  | 1 |  |  | 21.3533 | 24.8226 | 41.9524 | 49.1173 | 57.4954 | 67.3025 | 78.7825 | 92.2207 | 107.951 | 124.443
|  | 2 |  |  | 21.3533 | 24.8226 | 41.9524 | 49.1173 | 59.7704 | 72.686 | 88.43 | 107.6621 | 130.948 | 154.611
|  | 3 |  |  | 21.3533 | 24.8226 | 41.9524 | 51.0028 | 63.2585 | 79.2853 | 98.8002 | 123.1232 | 153.3854 | 183.8363
|  | 4 |  |  | 21.3533 | 24.8226 | 41.9524 | 52.3226 | 66.7467 | 85.1303 | 108.6991 | 138.6785 | 177.0485 | 215.8897
|  | Chosen |  |  | 21.3533 | 24.8226 | 41.9524 | 49.1173 | 57.4954 | 67.3025 | 78.7825 | 92.2207 | 107.951 | 124.443
|  | Gas, Private/JVC Supply |  |  | TWh 2052: TWh
|  | Trajectory | Description | Notes | 2007 | 2012 | 2017 | 2022 | 2027 | 2032 | 2037 | 2042 | 2047 | 2052
|  | 1 |  |  | 64.6727 | 203.7283 | 223.2306 | 242.7329 | 255.1147 | 268.1281 | 281.8054 | 296.1803 | 311.2884 | 329.0197
|  | 2 |  |  | 66.3602 | 203.7283 | 226.8728 | 250.0173 | 282.825 | 319.9693 | 362.1103 | 409.6249 | 463.4559 | 518.5125
|  | 3 |  |  | 66.3602 | 203.7283 | 228.0848 | 252.4413 | 292.6486 | 339.2599 | 393.2953 | 455.937 | 528.5559 | 603.36
|  | 4 |  |  | 66.3602 | 203.7283 | 230.5495 | 257.3707 | 313.0873 | 380.9653 | 463.5502 | 563.953 | 686.1335 | 763.6275
|  | Chosen |  |  | 64.6727 | 203.7283 | 223.2306 | 242.7329 | 255.1147 | 268.1281 | 281.8054 | 296.1803 | 311.2884 | 329.0197
|  | Gas, CBM Supply |  |  | TWh 2052: TWh
|  | Trajectory | Description | Notes | 2007 | 2012 | 2017 | 2022 | 2027 | 2032 | 2037 | 2042 | 2047 | 2052
|  | 1 |  |  | 0 | 0.79191 | 1.8855 | 4.7138 | 9.4275 | 28.2825 | 28.2825 | 28.2825 | 28.2825 | 28.2825
|  | 2 |  |  | 0 | 0.79191 | 1.8855 | 18.855 | 28.2825 | 47.1375 | 47.1375 | 47.1375 | 47.1375 | 47.1375
|  | 3 |  |  | 0 | 0.79191 | 2.8283 | 18.855 | 28.2825 | 47.1375 | 75.42 | 75.42 | 75.42 | 75.42
|  | 4 |  |  | 0 | 0.79191 | 2.8283 | 37.71 | 47.1375 | 56.565 | 75.42 | 75.42 | 94.275 | 94.275
|  | Chosen |  |  | 0 | 0.79191 | 1.8855 | 4.7138 | 9.4275 | 28.2825 | 28.2825 | 28.2825 | 28.2825 | 28.2825
|  | Gas, Shale gas Supply |  |  | 2012: 9.4275; TWh 2052: TWh
|  | Trajectory | Description | Notes | 2007 | 2012 | 2017 | 2022 | 2027 | 2032 | 2037 | 2042 | 2047 | 2052
|  | 1 |  |  | 0 | 0 | 0 | 0 | 0 | 0 | 0 | 0 | 0 | 0
|  | 2 |  |  | 0 | 0 | 0 | 9.4275 | 18.855 | 28.2825 | 28.2825 | 28.2825 | 28.2825 | 28.2825
|  | 3 |  |  | 0 | 0 | 0 | 9.4275 | 18.855 | 28.2825 | 37.71 | 37.71 | 37.71 | 37.71
|  | 4 |  |  | 0 | 0 | 4.7138 | 28.2825 | 37.71 | 56.565 | 65.9925 | 75.42 | 84.8475 | 94.275
|  | Chosen |  |  | 0 | 0 | 0 | 0 | 0 | 0 | 0 | 0 | 0 | 0
|  | Gas, International gas pipelines supply |  |  | TWh 2052: TWh
|  | Trajectory | Description | Notes | 2007 | 2012 | 2017 | 2022 | 2027 | 2032 | 2037 | 2042 | 2047 | 2052
|  | 1 |  | TAPI | 0 | 0 | 0 | 0 | 0 | 0 | 0 | 0 | 0 | 0
|  |  |  | Indo-Pak International Pipeline | 0 | 0 | 0 | 0 | 0 | 0 | 0 | 0 | 0 | 0
|  |  |  | Total | 0 | 0 | 0 | 0 | 0 | 0 | 0 | 0 | 0 | 0 | 0
|  | 2 |  | TAPI | 0 | 0 | 0 | 0 | 0 | 0 | 0 | 0 | 0 | 0
|  |  |  | Indo-Pak International Pipeline | 0 | 0 | 0 | 0 | 0 | 0 | 0 | 0 | 0 | 0
|  |  |  | Total | 0 | 0 | 0 | 0 | 0 | 0 | 0 | 0 | 0 | 0
|  | 3 |  | TAPI | 2007: 0; 2012: 0; 2017: 0; 2022: 0
|  |  |  | Indo-Pak International Pipeline | 2007: 0; 2012: 0; 2017: 0; 2022: 0
|  |  |  | Total | 2007: 0; 2012: 0; 2017: 0; 2022: 0
|  | 4 |  | TAPI | 2007: 0; 2012: 0; 2017: 0; 2022: 0
|  |  |  | Indo-Pak International Pipeline | 2007: 0; 2012: 0; 2017: 0; 2022: 0
|  |  |  | Total | 2007: 0; 2012: 0; 2017: 0; 2022: 0
|  | Chosen |  |  | 0 | 0 | 0 | 0 | 0 | 0 | 0 | 0 | 0 | 0
|  | Gas, UGC Supply |  |  | TWh 2052: TWh
|  | Trajectory | Description | Notes | 2007 | 2012 | 2017 | 2022 | 2027 | 2032 | 2037 | 2042 | 2047 | 2052
|  | 1 |  |  | 0 | 0 | 0 | 0 | 0 | 0 | 0 | 0 | 0 | 0
|  | 2 |  |  | 0 | 0 | 0 | 0 | 0 | 0 | 0 | 0 | 0 | 0
|  | 3 |  |  | 0 | 0 | 0 | 0 | 18.855 | 18.855 | 18.855 | 18.855 | 18.855 | 18.855
|  | 4 |  |  | 0 | 0 | 0 | 0 | 18.855 | 28.2825 | 37.71 | 47.1375 | 47.1375 | 47.1375
|  | Chosen |  |  | 0 | 0 | 0 | 0 | 0 | 0 | 0 | 0 | 0 | 0
|  | Gas, Other Supply |  |  | TWh 2052: TWh
|  | Trajectory | Description | Notes | 2007 | 2012 | 2017 | 2022 | 2027 | 2032 | 2037 | 2042 | 2047 | 2052
|  | 1 |  |  | 0 | 0 | 0 | 0 | 0 | 0 | 0 | 0 | 0 | 0
|  | 2 |  |  | 0 | 0 | 0 | 0 | 0 | 0 | 0 | 0 | 0 | 0
|  | 3 |  |  | 0 | 0 | 0 | 0 | 0 | 0 | 0 | 0 | 0 | 0
|  | 4 |  |  | 0 | 0 | 0 | 0 | 0 | 18.855 | 37.71 | 47.1375 | 47.1375 | 56.565
|  | Chosen |  |  | 0 | 0 | 0 | 0 | 0 | 0 | 0 | 0 | 0 | 0
|  | Gas Supply |  |  | TWh 2052: TWh
|  | Trajectory | Description | Notes | 2007 | 2012 | 2017 | 2022 | 2027 | 2032 | 2037 | 2042 | 2047 | 2052
|  | 1 |  |  | 296.542 | 449.1921 | 507.0926 | 548.561 | 586.5732 | 641.5416 | 680.5419 | 722.9297 | 769.0713 | 803.223
|  | 2 |  |  | 298.2295 | 449.1921 | 544.1082 | 641.2586 | 750.0519 | 881.7541 | 1000.9177 | 1137.9935 | 1201.5349 | 1408.4685
|  | 3 |  |  | 298.2295 | 449.1921 | 555.6904 | 667.6284 | 820.8714 | 986.6464 | 1186.8079 | 1379.4549 | 1607.7219 | 1814.7938
|  | 4 |  |  | 298.2295 | 449.1921 | 581.7239 | 742.6985 | 930.1172 | 1169.6699 | 1450.1381 | 1752.0066 | 2115.0596 | 2327.6498
|  | Chosen |  |  | 296.542 | 449.1921 | 507.0926 | 548.561 | 586.5732 | 641.5416 | 680.5419 | 722.9297 | 769.0713 | 803.223
Derived assumptions
|  | Total secured natural gas supply |  |  | TWh 2052: TWh
|  | Vector | Name | Notes | 2007 | 2012 | 2017 | 2022 | 2027 | 2032 | 2037 | 2042 | 2047 | 2052
|  | C.03 | Natural gas |  | 296.542 | 449.1921 | 507.0926 | 548.561 | 586.5732 | 641.5416 | 680.5419 | 722.9297 | 769.0713 | 803.223
Fixed assumptions
|  | Oil and gas extraction requirements (% of production) |  |  | 2052: % of production
|  | Vector | Name | Notes | 2007 | 2012 | 2017 | 2022 | 2027 | 2032 | 2037 | 2042 | 2047 | 2052
|  | V.01 | Electricity (delivered to end user) | [2] | bar: 2007 to 2052
|  | V.05 | Gaseous hydrocarbons | [2] | bar: 2007 to 2052
| Methodology |  |  |  | 2007 | 2012 | 2017 | 2022 | 2027 | 2032 | 2037 | 2042 | 2047 | 2052
| 2 | OIL AND GAS PRODUCTION
|  | Oil production |  |  | 0 | 0 | 0 | 0 | 0 | 0 | 0 | 0 | 0 | 0
|  | Gas production |  | bcm | 296.542 | 449.1921 | 507.0926 | 548.561 | 586.5732 | 641.5416 | 680.5419 | 722.9297 | 769.0713 | 803.223
|  | Electricity use |  |  | 0 | 0 | 0 | 0 | 0 | 0 | 0 | 0 | 0 | 0
|  | Gasesous hydrocarbon use |  |  | 0 | 0 | 0 | 0 | 0 | 0 | 0 | 0 | 0 | 0
There's mentions here of oil and coal even though the sector is meant to be gas
| 3a | GREENHOUSE GAS EMISSIONS
|  | Fugitive methane from coal mining |  | Mt CO2e | 0 | 0 | 0 | 0 | 0 | 0 | 0 | 0 | 0 | 0
|  | Fugitive CO2 from Oil and Gas production |  | Mt CO2e | 0 | 0 | 0 | 0 | 0 | 0 | 0 | 0 | 0 | 0
Combustion emissions from own use
|  |  | CO2 | Mt CO2e | 0 | 0 | 0 | 0 | 0 | 0 | 0 | 0 | 0 | 0
|  |  | CH4 |  | 0 | 0 | 0 | 0 | 0 | 0 | 0 | 0 | 0 | 0
|  |  | N2O |  | 0 | 0 | 0 | 0 | 0 | 0 | 0 | 0 | 0 | 0
| 3b | OTHER EMISSIONS
Non-annualised |  | Combustion emissions
|  | Vector | Module |  | 2007 | 2012 | 2017 | 2022 | 2027 | 2032 | 2037 | 2042 | 2047 | 2052
|  | AQ.01 | PM10 | kt
|  | AQ.02 | NOX
|  | AQ.03 | SO2
|  | AQ.04 | NMVOC
|  | Process emissions |  |  | 2012: Base Years
|  | Vector | Module |  | 2007 | 2012 | 2017 | 2022 | 2027 | 2032 | 2037 | 2042 | 2047 | 2052
|  | AQ.01 | PM10 | kt | 0 | 0 | 0 | 0 | 0 | 0 | 0 | 0 | 0 | 0
|  | AQ.02 | NOX |  | 0 | 0 | 0 | 0 | 0 | 0 | 0 | 0 | 0 | 0
|  | AQ.03 | SO2 |  | 0 | 0 | 0 | 0 | 0 | 0 | 0 | 0 | 0 | 0
|  | AQ.04 | NMVOC |  | 0 | 0 | 0 | 0 | 0 | 0 | 0 | 0 | 0 | 0
Outputs
|  | Energy Balance |  |  | Base Years 2052: TWh
|  | Vector | Name | Notes | 2007 | 2012 | 2017 | 2022 | 2027 | 2032 | 2037 | 2042 | 2047 | 2052
|  | I.01 | Industry |  | 0 | 0 | 0 | 0 | 0 | 0 | 0 | 0 | 0 | 0
|  | V.01 | Electricity (delivered to end user) |  | 0 | 0 | 0 | 0 | 0 | 0 | 0 | 0 | 0 | 0
|  | V.03 | Solid hydrocarbons |  | 0 | 0 | 0 | 0 | 0 | 0 | 0 | 0 | 0 | 0
|  | V.05 | Gaseous hydrocarbons |  | 0 | 0 | 0 | 0 | 0 | 0 | 0 | 0 | 0 | 0
|  | C.03 | Natural gas |  | 296.542 | 449.1921 | 507.0926 | 548.561 | 586.5732 | 641.5416 | 680.5419 | 722.9297 | 769.0713 | 803.223
|  | Q.03 | Gas reserves |  | -296.542 | -449.1921 | -507.0926 | -548.561 | -586.5732 | -641.5416 | -680.5419 | -722.9297 | -769.0713 | -803.223
|  | Total |  |  | 0 | 0 | 0 | 0 | 0 | 0 | 0 | 0 | 0 | 0
Emissions
|  | Emissions produced |  | RC - suggest adding a note saying that in phase 2, fugitive emissions may be added | 2052: Mt CO2e
|  | GHG | IPCC Sector | Notes | 2007 | 2012 | 2017 | 2022 | 2027 | 2032 | 2037 | 2042 | 2047 | 2052
|  | CO2 | 1B | Fugitive Emissions from Fuels | 0 | 0 | 0 | 0 | 0 | 0 | 0 | 0 | 0 | 0
|  | CH4 | 1B | Fugitive Emissions from Fuels | 0 | 0 | 0 | 0 | 0 | 0 | 0 | 0 | 0 | 0
|  | CO2 | 1A | Fuel Combustion | 0 | 0 | 0 | 0 | 0 | 0 | 0 | 0 | 0 | 0
|  | CH4 | 1A | Fuel Combustion | 0 | 0 | 0 | 0 | 0 | 0 | 0 | 0 | 0 | 0
|  | N2O | 1A | Fuel Combustion | 0 | 0 | 0 | 0 | 0 | 0 | 0 | 0 | 0 | 0
|  | Total |  |  | 0 | 0 | 0 | 0 | 0 | 0 | 0 | 0 | 0 | 0
Information
Information summary
|  | Vector | Information type | Notes | 2007 | 2012 | 2017 | 2022 | 2027 | 2032 | 2037 | 2042 | 2047 | 2052
|  | B.01 | India Land area
|  | B.02 | Installed Capacity
Note on B131: yeshika malik: Adopted from UK Pathways Calculator

## XV.b
XV | Fossil fuel production
XV.b | Domestic Coal Production
Trajectory choice
|  |  | Component | Trajectory
|  |  | Overall Trajectory | 1
Trajectory assumptions
|  | Domestic Coal Reserves: Proven | [11 empty] | TWh
|  | Trajectory | Description | Notes | 2007 | 2012 | 2017 | 2022 | 2027 | 2032 | 2037 | 2042 | 2047 | 2052
|  | 1 |  |  | 549374.25 | 549374.25 | 549374.25 | 549374.25 | 549374.25 | 549374.25 | 549374.25 | 549374.25 | 549374.25 | 549374.25
|  | 2 |  |  | 549374.25 | 549374.25 | 577397.858 | 606850.9517 | 637806.4491 | 670340.9881 | 704535.1154 | 740473.487 | 778245.0766 | 817943.397
|  | 3 |  |  | 549374.25 | 549374.25 | 586024.1671 | 625119.0777 | 666822.0924 | 711307.2033 | 758760.0099 | 809378.4936 | 863373.8432 | 920971.3368
|  | 4 |  |  | 549374.25 | 549374.25 | 591832.0917 | 637571.2453 | 686845.3039 | 739927.4591 | 797112.0157 | 858716.0238 | 925081.0363 | 996575.0027
|  | Chosen |  |  | 549374.25 | 549374.25 | 549374.25 | 549374.25 | 549374.25 | 549374.25 | 549374.25 | 549374.25 | 549374.25 | 549374.25
|  | Domestic Lignite Reserves: Proven |  |  | 2012: 128.8; TWh 2052: TWh
|  |  | Description | Notes | 2007 | 2012 | 2017 | 2022 | 2027 | 2032 | 2037 | 2042 | 2047 | 2052
[5 empty] | 20478.4413 | 20478.4413 | 20478.4413 | 20478.4413 | 20478.4413 | 20478.4413 | 20478.4413 | 20478.4413 | 20478.4413 | 20478.4413
|  | Domestic Coal + Lignite Reserves: Proven |  |  | TWh 2052: TWh
|  | Trajectory | Description | Notes | 2007 | 2012 | 2017 | 2022 | 2027 | 2032 | 2037 | 2042 | 2047 | 2052
|  | 1 |  |  | 569852.6913 | 569852.6913 | 569852.6913 | 569852.6913 | 569852.6913 | 569852.6913 | 569852.6913 | 569852.6913 | 569852.6913 | 569852.6913
|  | 2 |  |  | 569852.6913 | 569852.6913 | 597876.2993 | 627329.393 | 658284.8904 | 690819.4293 | 725013.5567 | 760951.9282 | 798723.5179 | 838421.8383
|  | 3 |  |  | 569852.6913 | 569852.6913 | 606502.6084 | 645597.519 | 687300.5336 | 731785.6445 | 779238.4512 | 829856.9348 | 883852.2845 | 941449.778
|  | 4 |  |  | 569852.6913 | 569852.6913 | 612310.5329 | 658049.6866 | 707323.7452 | 760405.9004 | 817590.457 | 879194.4651 | 945559.4776 | 1017053.444
|  | Chosen |  |  | 569852.6913 | 569852.6913 | 569852.6913 | 569852.6913 | 569852.6913 | 569852.6913 | 569852.6913 | 569852.6913 | 569852.6913 | 569852.6913
Mineability of Coal + Lignite Reserves
|  | Trajectory | Description | Notes | 2007 | 2012 | 2017 | 2022 | 2027 | 2032 | 2037 | 2042 | 2047 | 2052
|  | 1 |  |  | 34.6% | 34.6% | 34.6% | 34.6% | 34.6% | 34.6% | 34.6% | 34.6% | 34.6% | 34.6%
|  | 2 |  |  | 34.6% | 34.6% | 34.75% | 34.89% | 35.04% | 35.18% | 35.33% | 35.48% | 40% | 37.1%
|  | 3 |  |  | 34.6% | 34.6% | 34.87% | 35.13% | 35.39% | 35.66% | 35.93% | 36.2% | 45% | 39.6%
|  | 4 |  |  | 34.6% | 34.6% | 34.97% | 35.34% | 35.71% | 36.09% | 36.47% | 36.86% | 50% | 42.1%
|  | Chosen |  |  | 34.6% | 34.6% | 34.6% | 34.6% | 34.6% | 34.6% | 34.6% | 34.6% | 34.6% | 34.6%
Domestic Coal + Lignite Production
TWh/year
|  | Trajectory | Description | Notes | 2007 | 2012 | 2017 | 2022 | 2027 | 2032 | 2037 | 2042 | 2047 | 2052
|  | 1 |  |  | 2003.3688 | 2704.3935 | 3143.1914 | 3584.1508 | 3874.5049 | 3958.4825 | 4025.5715 | 3406.6022 | 2878.2637 | 2435.1118
|  | 2 |  |  | 2003.3688 | 2704.3935 | 3411.24 | 4206.1575 | 4942.3615 | 5397.7666 | 5473.3422 | 5473.3422 | 5205.094 | 4586.1859
|  | 3 |  |  | 2003.3688 | 2704.3935 | 3643.74 | 4680.4575 | 5595.3204 | 6218.7397 | 6418.7751 | 6625.245 | 6505.2821 | 5920.9366
|  | 4 |  |  | 2003.3688 | 2704.3935 | 3730.373 | 4906.7706 | 5865.8696 | 6510 | 6877.9311 | 7088.7455 | 7306.0216 | 7344.6923
|  | Chosen |  |  | 2003.3688 | 2704.3935 | 3143.1914 | 3584.1508 | 3874.5049 | 3958.4825 | 4025.5715 | 3406.6022 | 2878.2637 | 2435.1118
Derived assumptions
|  | Indigenous production |  |  | TWh/year 2052: TWh
|  | Vector | Name | Notes | 2007 | 2012 | 2017 | 2022 | 2027 | 2032 | 2037 | 2042 | 2047 | 2052
|  | C.01 | Coal indigenous production | [1] | 2003.3688 | 2704.3935 | 3143.1914 | 3584.1508 | 3874.5049 | 3958.4825 | 4025.5715 | 3406.6022 | 2878.2637 | 2435.1118
|  | C.02 | Oil and petroleum products | [1]
|  | C.03 | Natural gas | [1]
Fixed assumptions
|  | Coal Mine Size | 1 | MTPA
|  | Average Life of Mine | 30 | Years
|  | Coal extraction requirements (% of production) |  |  | 2052: % of production
|  | Vector | Name | Notes | 2007 | 2012 | 2017 | 2022 | 2027 | 2032 | 2037 | 2042 | 2047 | 2052
|  | V.01 | Electricity (delivered to end user) | [3]
|  | V.03 | Solid hydrocarbons | [3]
|  | V.05 | Gaseous hydrocarbons | [3]
|  | Fugitive emissions from production |  |  | 2007: M tonnes
|  | Vector | Name | Notes | 2007: 2007
|  | 1B1a | Methane from coal mining | [4]
|  | 1B2 | Oil and Natural Gas | [4]
Land assumptions
Land requirememt of a 1 MTPA Coal Mine
ha/coal mine size
[5 empty] | 2007 | 2012 | 2017 | 2022 | 2027 | 2032 | 2037 | 2042 | 2047 | 2052
|  | Low |  |  | 5 | 5 | 5 | 5 | 5 | 5 | 5 | 5 | 5 | 5 | 0
|  | High |  |  | 23 | 23 | 23 | 23 | 23 | 23 | 23 | 23 | 23 | 23
0.21505
Methodology
| 1 | Compute coal production
| 2 | Compute fugitive emissions from production
| 3 | Compute the cost of the fossil fuels
| 1 | COAL PRODUCTION
|  | Coal production |  | TWh | 2003.3688 | 2704.3935 | 3143.1914 | 3584.1508 | 3874.5049 | 3958.4825 | 4025.5715 | 3406.6022 | 2878.2637 | 2435.1118
|  | Electricity use |  |  | 0 | 0 | 0 | 0 | 0 | 0 | 0 | 0 | 0 | 0
|  | Solid hydrocarbon use |  |  | 0 | 0 | 0 | 0 | 0 | 0 | 0 | 0 | 0 | 0
|  | Gasesous hydrocarbon use |  |  | 0 | 0 | 0 | 0 | 0 | 0 | 0 | 0 | 0 | 0
| 3a | GREENHOUSE GAS EMISSIONS
|  | Fugitive methane from coal mining |  | Mt CO2e
Combustion emissions from own use
Outputs
|  | Energy Balance |  |  | ha/coal mine size 2052: TWh
|  | Vector | Name | Notes | 2007 | 2012 | 2017 | 2022 | 2027 | 2032 | 2037 | 2042 | 2047 | 2052
|  | I.01 | Industry
|  | V.01 | Electricity (delivered to end user)
|  | V.03 | Solid hydrocarbons |  | 0 | 0 | 0 | 0 | 0 | 0 | 0 | 0 | 0 | 0
|  | V.05 | Gaseous hydrocarbons
|  | C.01 | Coal indigenous production |  | 2003.3688 | 2704.3935 | 3143.1914 | 3584.1508 | 3874.5049 | 3958.4825 | 4025.5715 | 3406.6022 | 2878.2637 | 2435.1118
|  | C.02 | Oil and petroleum products
|  | C.03 | Natural gas
|  | Q.01 | Coal reserves |  | -2003.3688 | -2704.3935 | -3143.1914 | -3584.1508 | -3874.5049 | -3958.4825 | -4025.5715 | -3406.6022 | -2878.2637 | -2435.1118
|  | Q.02 | Oil reserves
|  | Q.03 | Gas reserves
|  | Total |  |  | 0 | 0 | 0 | 0 | 0 | 0 | 0 | 0 | 0 | 0
Emissions
|  | Emissions produced |  |  | 2052: Mt CO2e
|  | GHG | IPCC Sector | Notes | 2007 | 2012 | 2017 | 2022 | 2027 | 2032 | 2037 | 2042 | 2047 | 2052
|  | CO2 | 1B | Fugitive Emissions from Fuels
|  | CH4 | 1B | Fugitive Emissions from Fuels
|  | CO2 | 1A | Fuel Combustion
|  | CH4 | 1A | Fuel Combustion
|  | N2O | 1A | Fuel Combustion
|  | Total |  |  | 0 | 0 | 0 | 0 | 0 | 0 | 0 | 0 | 0 | 0
Information
Formulae in rows 159 and 160 are wrong
Information summary
|  | Vector | Information type | Notes | 2007 | 2012 | 2017 | 2022 | 2027 | 2032 | 2037 | 2042 | 2047 | 2052
|  | B.01 | Land Requirement for Coal Production | ha
|  | Q.01 | Coal reserves | TWh | 2003.3688 | 2704.3935 | 3143.1914 | 3584.1508 | 3874.5049 | 3958.4825 | 4025.5715 | 3406.6022 | 2878.2637 | 2435.1118
(this should be from the coal reserves row - 19 I think)
[5 empty] | 0 | 0 | 0 | 0 | 0 | 0 | 0 | 0 | 0 | 0
[5 empty] | 0 | 0 | 0 | 0 | 0 | 0 | 0 | 0 | 0 | 0
[5 empty] | 0 | 0 | 0 | 0 | 0 | 0 | 0 | 0 | 0 | 0
Note on C36: himanshu: This is not directly calculated from the table above
Note on D162: himanshu: Average of the high and the low cost for the Coal Mines

## XV.c
XV | Fossil fuel production
XV.c | Domestic Oil Production
Trajectory choice
|  |  | Component | Trajectory
|  |  | Overall Trajectory | 1
Trajectory assumptions
|  | ONGC incl. JVs | [11 empty] | TWh
|  | Trajectory | Description | Notes | 2007 | 2012 | 2017 | 2022 | 2027 | 2032 | 2037 | 2042 | 2047 | 2052
|  | 1 |  |  | 323.9498 | 313.1843 | 325.4423 | 317.3872 | 309.6737 | 301.8746 | 294.3985 | 287.1118 | 280.0054 | 273.0749
|  | 2 |  |  | 323.9498 | 313.1843 | 325.448 | 342.0431 | 359.4908 | 377.8284 | 397.1014 | 417.3576 | 438.647 | 461.0224
|  | 3 |  |  | 323.9498 | 313.1843 | 340.8459 | 367.1878 | 395.5656 | 426.1365 | 459.07 | 494.5488 | 532.7695 | 573.9441
|  | 4 |  |  | 323.9498 | 313.1843 | 344.229 | 370.8377 | 409.4289 | 452.0426 | 499.0915 | 551.0374 | 608.3898 | 671.7115
|  | Chosen |  |  | 323.9498 | 313.1843 | 325.4423 | 317.3872 | 309.6737 | 301.8746 | 294.3985 | 287.1118 | 280.0054 | 273.0749
|  | Oil India Limited |  |  | TWh 2052: TWh
|  | Trajectory | Description | Notes | 2007 | 2012 | 2017 | 2022 | 2027 | 2032 | 2037 | 2042 | 2047 | 2052
|  | 1 |  |  | 36.1344 | 44.7406 | 48.846 | 48.7297 | 52.2376 | 55.9981 | 60.0293 | 64.3506 | 68.9831 | 73.949
|  | 2 |  |  | 36.1344 | 44.7406 | 48.846 | 53.1415 | 57.8147 | 62.8989 | 68.4302 | 74.448 | 80.9949 | 88.1175
|  | 3 |  |  | 36.1344 | 44.7406 | 48.846 | 53.9299 | 59.543 | 65.7403 | 72.5826 | 80.137 | 88.4778 | 97.6866
|  | 4 |  |  | 36.1344 | 44.7406 | 51.9131 | 57.5973 | 65.166 | 73.7294 | 83.418 | 94.3798 | 106.7821 | 120.8141
|  | Chosen |  |  | 36.1344 | 44.7406 | 48.846 | 48.7297 | 52.2376 | 55.9981 | 60.0293 | 64.3506 | 68.9831 | 73.949
|  | PVT / JVCs excluding ONGC's share |  |  | TWh 2052: TWh
|  | Trajectory | Description | Notes | 2007 | 2012 | 2017 | 2022 | 2027 | 2032 | 2037 | 2042 | 2047 | 2052
|  | 1 |  |  | 35.1962 | 85.0618 | 106.1325 | 40.705 | 42.7814 | 44.9636 | 47.2572 | 49.6678 | 52.2014 | 54.8642
|  | 2 |  |  | 35.1962 | 85.0618 | 106.1325 | 111.5463 | 120.1671 | 129.4541 | 139.4588 | 150.2367 | 161.8476 | 174.3559
|  | 3 |  |  | 35.1962 | 85.0618 | 106.1325 | 114.3349 | 123.1711 | 132.6903 | 142.9451 | 153.9925 | 165.8936 | 178.7145
|  | 4 |  |  | 35.1962 | 85.0618 | 106.1325 | 117.1789 | 129.3749 | 142.8404 | 157.7073 | 174.1216 | 192.2443 | 212.2533
|  | Chosen |  |  | 35.1962 | 85.0618 | 106.1325 | 40.705 | 42.7814 | 44.9636 | 47.2572 | 49.6678 | 52.2014 | 54.8642
|  | Total reserves |  |  | TWh 2052: TWh
|  | Trajectory | Description | Notes | 2007 | 2012 | 2017 | 2022 | 2027 | 2032 | 2037 | 2042 | 2047 | 2052
|  | 1 |  |  | 395.2804 | 442.9867 | 480.4208 | 406.8219 | 404.6927 | 402.8364 | 401.685 | 401.1302 | 401.1899 | 401.8881
|  | 2 |  |  | 395.2804 | 442.9867 | 480.4265 | 506.7309 | 537.4726 | 570.1814 | 604.9905 | 642.0423 | 681.4896 | 723.4958
|  | 3 |  |  | 395.2804 | 442.9867 | 495.8244 | 535.4526 | 578.2797 | 624.567 | 674.5977 | 728.6783 | 787.1409 | 850.3452
|  | 4 |  |  | 395.2804 | 442.9867 | 502.2746 | 545.6138 | 603.9698 | 668.6123 | 740.2169 | 819.5388 | 907.4163 | 1004.7789
|  | Chosen |  |  | 395.2804 | 442.9867 | 480.4208 | 406.8219 | 404.6927 | 402.8364 | 401.685 | 401.1302 | 401.1899 | 401.8881
Derived assumptions
Fixed assumptions
Land assumptions
Methodology
| 1 | Compute oil production
| 2 | Compute fugitive emissions from production
| 3 | Compute the cost of the fossil fuels
| 1 | OIL PRODUCTION
|  | Oil production |  | TWh | 395.2804 | 442.9867 | 480.4208 | 406.8219 | 404.6927 | 402.8364 | 401.685 | 401.1302 | 401.1899 | 401.8881
|  | Electricity use |  |  | 0 | 0 | 0 | 0 | 0 | 0 | 0 | 0 | 0 | 0
|  | Solid hydrocarbon use |  |  | 0 | 0 | 0 | 0 | 0 | 0 | 0 | 0 | 0 | 0
|  | Gasesous hydrocarbon use |  |  | 0 | 0 | 0 | 0 | 0 | 0 | 0 | 0 | 0 | 0
| 3a | GREENHOUSE GAS EMISSIONS
|  | Fugitive methane from coal mining |  | Mt CO2e | 0 | 0 | 0 | 0 | 0 | 0 | 0 | 0 | 0 | 0
Combustion emissions from own use
|  |  | CO2 | Mt CO2e
CH4
N2O
Outputs
|  | Energy Balance |  |  | TWh 2052: TWh
|  | Vector | Name | Notes | 2007 | 2012 | 2017 | 2022 | 2027 | 2032 | 2037 | 2042 | 2047 | 2052
|  | C.02 | Oil and petroleum products |  | 395.2804 | 442.9867 | 480.4208 | 406.8219 | 404.6927 | 402.8364 | 401.685 | 401.1302 | 401.1899 | 401.8881
|  | Q.02 | Oil reserves |  | -395.2804 | -442.9867 | -480.4208 | -406.8219 | -404.6927 | -402.8364 | -401.685 | -401.1302 | -401.1899 | -401.8881
|  | Total |  |  | 0 | 0 | 0 | 0 | 0 | 0 | 0 | 0 | 0 | 0
Emissions
|  | Emissions produced |  |  | 2052: Mt CO2e
|  | GHG | IPCC Sector | Notes | 2007 | 2012 | 2017 | 2022 | 2027 | 2032 | 2037 | 2042 | 2047 | 2052
|  | CO2 | 1B | Fugitive Emissions from Fuels
|  | CH4 | 1B | Fugitive Emissions from Fuels
|  | CO2 | 1A | Fuel Combustion
|  | CH4 | 1A | Fuel Combustion
|  | N2O | 1A | Fuel Combustion
|  | Total |  |  | 0 | 0 | 0 | 0 | 0 | 0 | 0 | 0 | 0 | 0
[5 empty] | 0 | 0 | 0 | 0 | 0 | 0 | 0 | 0 | 0 | 0
[5 empty] | 0 | 0 | 0 | 0 | 0 | 0 | 0 | 0 | 0 | 0
[5 empty] | 0 | 0 | 0 | 0 | 0 | 0 | 0 | 0 | 0 | 0

## XVI
XVI | Telecom
XVI. | Telecom
Choice of Trajectory
|  |  | Component | Trajectory
|  |  | Trajectory | 1
Trajectory assumptions
Percentage of telecom towers replaced by renewables in rural areas
|  | Trajectory | Description | Notes | 2007 | 2012 | 2017 | 2022 | 2027 | 2032 | 2037 | 2042 | 2047 | 2052
|  | 1 |  |  | 0% | 0% | 2% | 2% | 5% | 5% | 10% | 10% | 15% | 15%
|  | 2 |  |  | 0% | 0% | 5% | 10% | 20% | 20% | 30% | 30% | 40% | 40%
|  | 3 |  |  | 0% | 0% | 10% | 20% | 30% | 40% | 50% | 60% | 70% | 80%
|  | 4 |  |  | 0% | 0% | 50% | 100% | 100% | 100% | 100% | 100% | 100% | 100%
|  |  | Chosen |  | 0% | 0% | 2% | 2% | 5% | 5% | 10% | 10% | 15% | 15%
Percentage of telecom towers replaced by renewables in urban areas
|  | Trajectory | Description | Notes | 2007 | 2012 | 2017 | 2022 | 2027 | 2032 | 2037 | 2042 | 2047 | 2052
|  | 1 |  |  | 0% | 0% | 1% | 1% | 3% | 3% | 5% | 5% | 10% | 10%
|  | 2 |  |  | 0% | 0% | 3% | 5% | 10% | 10% | 15% | 20% | 30% | 60%
|  | 3 |  |  | 0% | 0% | 5% | 10% | 15% | 20% | 25% | 30% | 40% | 50%
|  | 4 |  |  | 0% | 0% | 33% | 50% | 50% | 70% | 70% | 85% | 100% | 100%
|  |  | Chosen |  | 0% | 0% | 1% | 1% | 3% | 3% | 5% | 5% | 10% | 10%
Fixed assumptions
Number of telecom towers
|  |  | Description | Notes | 2007: 2007; 2012: 2012
|  |  | Telecom towers |  | 2007: 120000; 2012: 400000
Ratio of Urban and Rural Towers
|  |  | Description | Notes | 2007: Urban; 2012: Rural
|  |  | Ratio |  | 2007: 40%; 2012: 60%
Diesel consumption per hour
TWh
|  |  | Description | Notes | 2007: Urban; 2012: Rural
|  |  | diesel consumption |  | 2007: 3.6563e-08; 2012: 2.0865e-08
Growth rate of telecom towers
|  |  | Description | Notes
Growth Rate (per annum) | bar: 2007
Number of telecom towers
|  |  | Description | Notes | 2007 | 2012 | 2013 | 2014 | 2015 | 2016 | 2017 | 2018 | 2019 | 2020
|  |  | Total number of telecom towers |  | 120000 | 400000 | 424000 | 449440 | 476406.4 | 504990.784 | 535290.231 | 567407.6449 | 601452.1036 | 637539.2298
|  |  | Description | Notes | 2021 | 2022 | 2023 | 2024 | 2025 | 2026 | 2027 | 2028 | 2029 | 2030
|  |  | Total number of telecom towers |  | 675791.5836 | 716339.0786 | 759319.4233 | 804878.5887 | 853171.3041 | 904361.5823 | 958623.2772 | 1016140.6739 | 1077109.1143 | 1141735.6612
|  |  | Description | Notes | 2031 | 2032 | 2033 | 2034 | 2035 | 2036 | 2037 | 2038 | 2039 | 2040
|  |  | Total number of telecom towers |  | 1210239.8008 | 1282854.1889 | 1359825.4402 | 1441414.9666 | 1527899.8646 | 1619573.8565 | 1716748.2879 | 1819753.1852 | 1928938.3763 | 2044674.6789
|  |  | Description | Notes | 2041 | 2042 | 2043 | 2044 | 2045 | 2046 | 2047 | 2048 | 2049 | 2050
|  |  | Total number of telecom towers |  | 2167355.1596 | 2297396.4692 | 2435240.2573 | 2581354.6728 | 2736235.9531 | 2900410.1103 | 3074434.7169 | 3258900.7999 | 3454434.8479 | 3661700.9388
|  |  | Description | Notes | 2041: 2050; 2042: 2051; 2043: 2052
|  |  | Total number of telecom towers |  | 2041: 3881402.9951; 2042: 4114287.1749; 2043: 4361144.4053
Total number of telecom towers
|  |  | Description | Notes | 2007 | 2012 | 2017 | 2022 | 2027 | 2032 | 2037 | 2042 | 2047 | 2052
|  |  | Total number of telecom towers |  | 120000 | 400000 | 535290.231 | 716339.0786 | 958623.2772 | 1282854.1889 | 1716748.2879 | 2297396.4692 | 3074434.7169 | 4361144.4053
|  |  | Rural telecom towers |  | 72000 | 240000 | 321174.1386 | 429803.4472 | 575173.9663 | 769712.5133 | 1030048.9727 | 1378437.8815 | 1844660.8302 | 2616686.6432
|  |  | Urban telecom towers |  | 48000 | 160000 | 214116.0924 | 286535.6314 | 383449.3109 | 513141.6756 | 686699.3152 | 918958.5877 | 1229773.8868 | 1744457.7621
Number of new telecom towers
|  |  | Description | Notes | 2007 | 2012 | 2017 | 2022 | 2027 | 2032 | 2037 | 2042 | 2047 | 2052
|  |  | Total number of telecom towers |  | 120000 | 280000 | 135290.231 | 181048.8476 | 242284.1986 | 324230.9116 | 433894.099 | 580648.1813 | 777038.2478 | 1286709.6884
|  |  | Rural telecom towers |  | 72000 | 168000 | 81174.1386 | 108629.3085 | 145370.5192 | 194538.547 | 260336.4594 | 348388.9088 | 466222.9487 | 772025.813
|  |  | Urban telecom towers |  | 48000 | 112000 | 54116.0924 | 72419.539 | 96913.6794 | 129692.3647 | 173557.6396 | 232259.2725 | 310815.2991 | 514683.8754
Baseload Capacity of telecom tower | bar: 2007 to 2052
|  |  | Description | Notes | 2007 | 2012 | 2017 | 2022 | 2027 | 2032 | 2037 | 2042 | 2047 | 2052
|  |  | Rural telecom tower |  | 3e-06 | 3e-06 | 3e-06 | 3e-06 | 3e-06 | 3e-06 | 3e-06 | 3e-06 | 3e-06 | 3e-06
|  |  | urban telecom tower |  | 5e-06 | 5e-06 | 5e-06 | 5e-06 | 5e-06 | 5e-06 | 5e-06 | 5e-06 | 5e-06 | 5e-06
|  | Hours of operation of telecom towers on various energy sources per day in rural areas |  |  | 2052: Hours
|  |  | Energy Source | Notes | 2007 | 2012 | 2017 | 2022 | 2027 | 2032 | 2037 | 2042 | 2047 | 2052
|  |  | Grid Electricity |  | 10 | 10 | 10 | 12 | 12 | 14 | 14 | 16 | 16 | 16
|  |  | Diesel |  | 14 | 14 | 14 | 12 | 12 | 10 | 10 | 8 | 8 | 8
|  | Hours of operation of telecom towers on various energy sources per day in urban areas |  |  | 2052: Hours
|  |  | Comment | Notes | 2007 | 2012 | 2017 | 2022 | 2027 | 2032 | 2037 | 2042 | 2047 | 2052
|  |  | Grid Electricity |  | 18 | 18 | 20 | 20 | 20 | 20 | 22 | 22 | 22 | 22
|  |  | Diesel |  | 6 | 6 | 4 | 4 | 4 | 4 | 2 | 2 | 2 | 2
Methodology
[5 empty] | 2007 | 2012 | 2017 | 2022 | 2027 | 2032 | 2037 | 2042 | 2047 | 2052
RURAL TELECOM TOWERS
Diesel consumption
|  |  | Total no of telecom towers in rural areas |  | 72000 | 240000 | 321174.1386 | 429803.4472 | 575173.9663 | 769712.5133 | 1030048.9727 | 1378437.8815 | 1844660.8302 | 2616686.6432
|  | * | Percentage of towers with diesel generator |  | 100% | 100% | 98% | 98% | 95% | 95% | 90% | 90% | 85% | 85%
|  | * | hours of operation on diesel | (per year) | 5110 | 5110 | 5110 | 4380 | 4380 | 3650 | 3650 | 2920 | 2920 | 2920
|  | * | diesel consumed per hour | TWh | 2.0865e-08 | 2.0865e-08 | 2.0865e-08 | 2.0865e-08 | 2.0865e-08 | 2.0865e-08 | 2.0865e-08 | 2.0865e-08 | 2.0865e-08 | 2.0865e-08
|  | = | Total diesel consumption | TWh | 7.6767 | 25.5888 | 33.5588 | 38.4936 | 49.9362 | 55.6882 | 70.6011 | 75.5842 | 95.5293 | 135.5102
Electricity consumption
|  |  | No of telecom towers |  | 72000 | 240000 | 321174.1386 | 429803.4472 | 575173.9663 | 769712.5133 | 1030048.9727 | 1378437.8815 | 1844660.8302 | 2616686.6432
|  | * | baseload capacity | GW | 3e-06 | 3e-06 | 3e-06 | 3e-06 | 3e-06 | 3e-06 | 3e-06 | 3e-06 | 3e-06 | 3e-06
|  | * | hours of operation on electricity | (per year) | 3650 | 3650 | 3650 | 4380 | 4380 | 5110 | 5110 | 5840 | 5840 | 5840
|  | = | Total electricity consumption (KWh) | TWh | 0.78894 | 2.6298 | 3.5193 | 5.6515 | 7.563 | 11.8078 | 15.8015 | 24.1668 | 32.3406 | 45.8758
Solar energy consumption
|  |  | Total no of telecom towers in rural areas |  | 72000 | 240000 | 321174.1386 | 429803.4472 | 575173.9663 | 769712.5133 | 1030048.9727 | 1378437.8815 | 1844660.8302 | 2616686.6432
|  | * | Percentage of towers replaced by solar |  | 0% | 0% | 2% | 2% | 5% | 5% | 10% | 10% | 15% | 15%
|  | * | baseload capacity | GW | 3e-06 | 3e-06 | 3e-06 | 3e-06 | 3e-06 | 3e-06 | 3e-06 | 3e-06 | 3e-06 | 3e-06
|  | * | hours of operation on solar |  | 5110 | 5110 | 5110 | 4380 | 4380 | 3650 | 3650 | 2920 | 2920 | 2920
|  | = | Total solar consumption | TWh | 0 | 0 | 0.098539 | 0.11303 | 0.37815 | 0.42171 | 1.1287 | 1.2083 | 2.4255 | 3.4407
| URBAN TELECOM TOWERS |  |  |  | 2007 | 2012 | 2017 | 2022 | 2027 | 2032 | 2037 | 2042 | 2047 | 2052
Diesel consumption
|  |  | Total no of telecom towers in rural areas |  | 48000 | 160000 | 214116.0924 | 286535.6314 | 383449.3109 | 513141.6756 | 686699.3152 | 918958.5877 | 1229773.8868 | 1744457.7621
|  | * | Percentage of towers with diesel generator |  | 100% | 100% | 99% | 99% | 97% | 97% | 95% | 95% | 90% | 90%
|  | * | hours of operation on diesel | (per year) | 2190 | 2190 | 1460 | 1460 | 1460 | 1460 | 730 | 730 | 730 | 730
|  | * | diesel consumed per hour | TWh | 3.6563e-08 | 3.6563e-08 | 3.6563e-08 | 3.6563e-08 | 3.6563e-08 | 3.6563e-08 | 3.6563e-08 | 3.6563e-08 | 3.6563e-08 | 3.6563e-08
|  | = | Total diesel consumption | TWh | 3.8434 | 12.8115 | 11.3155 | 15.1427 | 19.8549 | 26.5704 | 17.412 | 23.3012 | 29.5411 | 41.9046
Electricity consumption
|  |  | No of telecom towers |  | 48000 | 160000 | 214116.0924 | 286535.6314 | 383449.3109 | 513141.6756 | 686699.3152 | 918958.5877 | 1229773.8868 | 1744457.7621
|  | * | baseload capacity | GW | 5e-06 | 5e-06 | 5e-06 | 5e-06 | 5e-06 | 5e-06 | 5e-06 | 5e-06 | 5e-06 | 5e-06
|  | * | hours of operation on electricity | (per year) | 6570 | 6570 | 7300 | 7300 | 7300 | 7300 | 8030 | 8030 | 8030 | 8030
|  | = | Total electricity consumption (KWh) | TWh | 1.5779 | 5.2596 | 7.8206 | 10.4657 | 14.0055 | 18.7425 | 27.5899 | 36.9215 | 49.4092 | 70.088
Solar energy consumption
|  |  | Total no of telecom towers in rural areas |  | 48000 | 160000 | 214116.0924 | 286535.6314 | 383449.3109 | 513141.6756 | 686699.3152 | 918958.5877 | 1229773.8868 | 1744457.7621
|  | * | Percentage of towers replaced by solar |  | 0% | 0% | 1% | 1% | 3% | 3% | 5% | 5% | 10% | 10%
|  | * | baseload capacity | GW | 5e-06 | 5e-06 | 5e-06 | 5e-06 | 5e-06 | 5e-06 | 5e-06 | 5e-06 | 5e-06 | 5e-06
|  | * | hours of operation on solar |  | 2190 | 2190 | 1460 | 1460 | 1460 | 1460 | 730 | 730 | 730 | 730
|  | = | Total solar consumption | TWh | 0 | 0 | 0.015641 | 0.020931 | 0.084033 | 0.11245 | 0.12541 | 0.16782 | 0.44917 | 0.63716
Fuel Demand
| V.01 | Electricity (delivered to end user) |  | TWh | 2.3668 | 7.8894 | 11.3399 | 16.1172 | 21.5684 | 30.5503 | 43.3913 | 61.0882 | 81.7498 | 115.9637
| V.04 | Liquid hydrocarbons |  | TWh | 11.5201 | 38.4003 | 44.8742 | 53.6363 | 69.7911 | 82.2586 | 88.0131 | 98.8854 | 125.0704 | 177.4148
| V.11 | Off Grid Renewables |  | TWh | 0 | 0 | 0.11418 | 0.13396 | 0.46218 | 0.53416 | 1.2541 | 1.3762 | 2.8747 | 4.0778
Emissions |  | CO2 |  | Mt CO2e | 3.0727 | 10.2423 | 11.969 | 14.3061 | 18.615 | 21.9403 | 23.4752 | 26.3751 | 33.3593 | 47.3208
|  | CH4 |  | Mt CO2e | 0 | 0 | 0 | 0 | 0 | 0 | 0 | 0 | 0 | 0
|  | N2O |  | Mt CO2e | 0 | 0 | 0 | 0 | 0 | 0 | 0 | 0 | 0 | 0
Outputs
|  | Energy requirements by Diesel for Telecom sector |  |  | 2052: TWh
|  | Vector | Name | Notes | 2007 | 2012 | 2017 | 2022 | 2027 | 2032 | 2037 | 2042 | 2047 | 2052
|  | G.01 | Telecom Sector Energy Demand |  | 13.8869 | 46.2897 | 56.3283 | 69.8874 | 91.8217 | 113.343 | 132.6586 | 161.3498 | 209.695 | 297.4563
|  | V.01 | Electricity (delivered to end user) |  | -2.3668 | -7.8894 | -11.3399 | -16.1172 | -21.5684 | -30.5503 | -43.3913 | -61.0882 | -81.7498 | -115.9637
|  | v.04 | Liquid hydrocarbons |  | -11.5201 | -38.4003 | -44.8742 | -53.6363 | -69.7911 | -82.2586 | -88.0131 | -98.8854 | -125.0704 | -177.4148
|  | V.11 | Off Grid Renewables |  | 0 | 0 | -0.11418 | -0.13396 | -0.46218 | -0.53416 | -1.2541 | -1.3762 | -2.8747 | -4.0778
[5 empty] | 0 | 0 | 0 | 0 | 0 | 0 | 0 | 0 | 0 | 0
Emissions
|  | Emissions produced - Tractors Usage |  |  | 2052: Mt CO2e
|  | GHG | IPCC Sector | Notes | 2007 | 2012 | 2017 | 2022 | 2027 | 2032 | 2037 | 2042 | 2047 | 2052
|  | CO2 | 1A | Fuel Combustion | 3.0727 | 10.2423 | 11.969 | 14.3061 | 18.615 | 21.9403 | 23.4752 | 26.3751 | 33.3593 | 47.3208
|  | CH4 | 1A | Fuel Combustion | 0 | 0 | 0 | 0 | 0 | 0 | 0 | 0 | 0 | 0
|  | N2O | 1A | Fuel Combustion | 0 | 0 | 0 | 0 | 0 | 0 | 0 | 0 | 0 | 0
|  | Total |  |  | 3.0727 | 10.2423 | 11.969 | 14.3061 | 18.615 | 21.9403 | 23.4752 | 26.3751 | 33.3593 | 47.3208
[5 empty] | 0 | 0 | 0 | 0 | 0 | 0 | 0 | 0 | 0 | 0
[5 empty] | 0 | 0 | 0 | 0 | 0 | 0 | 0 | 0 | 0 | 0
[5 empty] | 0 | 0 | 0 | 0 | 0 | 0 | 0 | 0 | 0 | 0

## XVII.a
XVII | Transfer
XVII.a | Fossil Fuel Transfer
Inputs
|  | Hydrocarbon requirements | [11 empty] | TWh
|  | Vector | Name | Notes | 2007 | 2012 | 2017 | 2022 | 2027 | 2032 | 2037 | 2042 | 2047 | 2052
|  | V.03 | Solid hydrocarbons |  | -2316.2462 | -3231.2892 | -4462.5039 | -6598.8813 | -9254.0874 | -12761.051 | -15968.227 | -19511.6881 | -22662.1162 | -26194.7605
|  | V.04 | Liquid hydrocarbons |  | -1524.0886 | -1777.7234 | -2406.123 | -3245.5974 | -4263.8547 | -5468.1225 | -6855.775 | -8250.7998 | -9820.047 | -11609.9346
|  | V.05 | Gaseous hydrocarbons |  | -374.6698 | -505.4331 | -801.151 | -947.2388 | -1095.8033 | -1280.0171 | -1485.6539 | -1712.6574 | -1958.9976 | -2241.1165
Fixed assumptions
|  | Gas Internal Consumption losses+flaring+refinery consumption |  |  | 2052: % of total consumption
|  | Vector | Name | Notes | 2007 | 2012 | 2017 | 2022 | 2027 | 2032 | 2037 | 2042 | 2047 | 2052
|  | V.05 | Gaseous hydrocarbons | [1] | 15% | 15% | 15% | 15% | 15% | 15% | 15% | 15% | 15% | 15%
|  | Refinery Losses |  |  | 2052: % of total consumption
|  | Vector | Name | Notes | 2007 | 2012 | 2017 | 2022 | 2027 | 2032 | 2037 | 2042 | 2047 | 2052
|  | V.04 | Liquid hydrocarbons | [1] | bar: 2007 to 2052
|  | Fugitive emissions from gas |  |  | 2007: Mt CO2e
|  | GHG | IPCC Sector | Notes | 2007: 2007; 2012: 2010; 2017: 2015; 2022: 2020
|  | CH4 | 1B2b | [2]
Process emissions from gas | bar: 2007 to 2052
|  | GHG | IPCC Sector | Notes | 2007 | 2010 | 2015 | 2020 | 2025 | 2030
|  | NMVOC | 1B2b |  |  | 64.6415 | 58.512 | 50.579 | 45.5638 | 40.7188
|  | Lifespan | 30 | yrs
Methodology
| 1 | Transfer coal, petroleum, and gas to V.03, V.04 and V.05 from C.01, C.02 and C.03 respectively
| 2 | Compute emissions
| 1 | COAL AND GAS TRANSFERS
|  | Coal required |  | TWh | 2316.2462 | 3231.2892 | 4462.5039 | 6598.8813 | 9254.0874 | 12761.051 | 15968.227 | 19511.6881 | 22662.1162 | 26194.7605
|  | Petroleum products required |  | TWh | 1524.0886 | 1777.7234 | 2406.123 | 3245.5974 | 4263.8547 | 5468.1225 | 6855.775 | 8250.7998 | 9820.047 | 11609.9346
| + | Refinery Losses |  | TWh | 106.6862 | 124.4406 | 168.4286 | 227.1918 | 298.4698 | 382.7686 | 479.9043 | 577.556 | 687.4033 | 812.6954
| = | Crude Oil Required |  | TWh | 1630.7748 | 1902.1641 | 2574.5516 | 3472.7892 | 4562.3245 | 5850.8911 | 7335.6793 | 8828.3558 | 10507.4503 | 12422.63
|  | Gasesous hydrocarbon required |  | TWh | 374.6698 | 505.4331 | 801.151 | 947.2388 | 1095.8033 | 1280.0171 | 1485.6539 | 1712.6574 | 1958.9976 | 2241.1165
| + | distribution losses |  |  | 56.2005 | 75.815 | 120.1726 | 142.0858 | 164.3705 | 192.0026 | 222.8481 | 256.8986 | 293.8496 | 336.1675
| = | Natural gas required |  |  | 430.8702 | 581.2481 | 921.3236 | 1089.3246 | 1260.1738 | 1472.0196 | 1708.502 | 1969.556 | 2252.8472 | 2577.2839
| 3 | CAPACITIES
|  | Gas grid |  | TWh/yr average flow | 2007 | 2012 | 2017 | 2022 | 2027 | 2032 | 2037 | 2042 | 2047 | 2052
Outputs
|  | Energy balance |  |  | 2052: TWh
|  | Vector | Name | Notes | 2007 | 2012 | 2017 | 2022 | 2027 | 2032 | 2037 | 2042 | 2047 | 2052
|  | V.03 | Solid hydrocarbons |  | 2316.2462 | 3231.2892 | 4462.5039 | 6598.8813 | 9254.0874 | 12761.051 | 15968.227 | 19511.6881 | 22662.1162 | 26194.7605
|  | V.04 | Liquid hydrocarbons |  | 1524.0886 | 1777.7234 | 2406.123 | 3245.5974 | 4263.8547 | 5468.1225 | 6855.775 | 8250.7998 | 9820.047 | 11609.9346
|  | V.05 | Gaseous hydrocarbons |  | 374.6698 | 505.4331 | 801.151 | 947.2388 | 1095.8033 | 1280.0171 | 1485.6539 | 1712.6574 | 1958.9976 | 2241.1165
|  | C.01 | Coal indigenous production |  | -2316.2462 | -3231.2892 | -4462.5039 | -6598.8813 | -9254.0874 | -12761.051 | -15968.227 | -19511.6881 | -22662.1162 | -26194.7605
|  | C.02 | Oil and petroleum products |  | -1630.7748 | -1902.1641 | -2574.5516 | -3472.7892 | -4562.3245 | -5850.8911 | -7335.6793 | -8828.3558 | -10507.4503 | -12422.63
|  | C.03 | Natural gas |  | -430.8702 | -581.2481 | -921.3236 | -1089.3246 | -1260.1738 | -1472.0196 | -1708.502 | -1969.556 | -2252.8472 | -2577.2839
|  | X.02 | Distribution losses and own use |  | 162.8867 | 200.2556 | 288.6013 | 369.2776 | 462.8403 | 574.7711 | 702.7523 | 834.4546 | 981.2529 | 1148.8629
|  | Total |  |  | 5.4001e-13 | 3.979e-13 | 0 | 0 | 0 | 0 | 1.3642e-12 | 0 | 0 | 4.7748e-12
Emissions
|  | Emissions produced |  |  | 2052: Mt CO2e
|  | GHG | IPCC Sector | Notes | 2007 | 2012 | 2017 | 2022 | 2027 | 2032 | 2037 | 2042 | 2047 | 2052
|  | CH4 | 1B | Fugitive Emissions from Fuels | 0 | 0 | 0 | 0 | 0 | 0 | 0 | 0 | 0 | 0
|  | Total |  |  | 0 | 0 | 0 | 0 | 0 | 0 | 0 | 0 | 0 | 0
Information
Information summary
|  | Vector | Information type | Notes | 2007 | 2012 | 2017 | 2022 | 2027 | 2032 | 2037 | 2042 | 2047 | 2052
[5 empty] | 0 | 0 | 0 | 0 | 0 | 0 | 0 | 0 | 0 | 0
[5 empty] | 0 | 0 | 0 | 0 | 0 | 0 | 0 | 0 | 0 | 0
[5 empty] | 0 | 0 | 0 | 0 | 0 | 0 | 0 | 0 | 0 | 0

## XVII.b
XVII | Transfer
XVII.b | Fossil fuel Imports
Inputs
|  | HydroCarbon Requirement | [11 empty] | TWh
|  | Vector | Name | Notes | 2007 | 2012 | 2017 | 2022 | 2027 | 2032 | 2037 | 2042 | 2047 | 2052
|  | Y.04 | Coal oversupply (imports) |  | -312.8774 | -526.8957 | -1319.3125 | -3014.7305 | -5379.5825 | -8802.5686 | -11942.6555 | -16105.0859 | -19783.8525 | -23759.6487
|  | Y.05 | Oil and petroleum products oversupply (imports) |  | -1235.4943 | -1459.1774 | -2094.1308 | -3065.9674 | -4157.6318 | -5448.0547 | -6933.9942 | -8427.2255 | -10106.2604 | -12020.7419
|  | Y.06 | Gas oversupply (imports) |  | -134.3282 | -132.056 | -414.231 | -540.7636 | -673.6005 | -830.4781 | -1027.9602 | -1246.6262 | -1483.7759 | -1774.0609
Nuclear Fission
|  | Vector | Name | Notes | 2007 | 2012 | 2017 | 2022 | 2027 | 2032 | 2037 | 2042 | 2047 | 2052
|  | N.01 | Nuclear fission |  | -80.9477 | -93.7712 | -199.965 | -193.5533 | -193.5533 | -189.546 | -180.7299 | -176.3218 | -167.5057 | -167.5057
Positive numbers are exports. Negative numbers are imports
Methodology
| 1 | Calculate the Import Demand
| 2 | Turn the imports into costs
| 3 | Multiply those units by a range of market prices
| 1 | Import Demand
|  | Vector | Name | Units | 2007 | 2012 | 2017 | 2022 | 2027 | 2032 | 2037 | 2042 | 2047 | 2052
|  | Y.04 | Coal oversupply (imports) | TWh | 312.8774 | 526.8957 | 1319.3125 | 3014.7305 | 5379.5825 | 8802.5686 | 11942.6555 | 16105.0859 | 19783.8525 | 23759.6487
|  | Y.05 | Oil and petroleum products oversupply (imports) | TWh | 1235.4943 | 1459.1774 | 2094.1308 | 3065.9674 | 4157.6318 | 5448.0547 | 6933.9942 | 8427.2255 | 10106.2604 | 12020.7419
|  | Y.06 | Gas oversupply (imports) | TWh | 134.3282 | 132.056 | 414.231 | 540.7636 | 673.6005 | 830.4781 | 1027.9602 | 1246.6262 | 1483.7759 | 1774.0609
Outputs
|  | Energy balance |  |  | 2052: TWh
|  | Vector | Name | Notes | 2007 | 2012 | 2017 | 2022 | 2027 | 2032 | 2037 | 2042 | 2047 | 2052
|  | Total |  |  | 0 | 0 | 0 | 0 | 0 | 0 | 0 | 0 | 0 | 0
Emissions
|  | Emissions produced |  |  | 2052: Mt CO2e
|  | GHG | IPCC Sector | Notes | 2007 | 2012 | 2017 | 2022 | 2027 | 2032 | 2037 | 2042 | 2047 | 2052
|  | Total |  |  | 0 | 0 | 0 | 0 | 0 | 0 | 0 | 0 | 0 | 0
Information
Information summary
|  | Vector | Information type | Notes | 2007 | 2012 | 2017 | 2022 | 2027 | 2032 | 2037 | 2042 | 2047 | 2052
[5 empty] | 0 | 0 | 0 | 0 | 0 | 0 | 0 | 0 | 0 | 0
[5 empty] | 0 | 0 | 0 | 0 | 0 | 0 | 0 | 0 | 0 | 0
[5 empty] | 0 | 0 | 0 | 0 | 0 | 0 | 0 | 0 | 0 | 0

## Preferences
Energy is measured in: | TWh | Equivalent to | 3.6e+15 | Joules
Power is measured in: | GW | Equivalent to | 1000000000 | Watts
Area is measured in: | ha | Equivalent to | 10000
Money is measured in: | INR Cr | Equivalent to | 120481.9277

## Land & Emissions
Demand |  |  |  |  | Outputs | Supply
GDP |  |  |  | 10
Transport | Passenger | XII.a | Domestic passenger transport |  |  | Electricity | Fossil Based Electricity Generation | I.a | Gas Power Stations
|  |  | (i) Demand |  |  |  |  | I.b | Coal Based Generation | 2 | Primary Energy Supply
|  |  | (ii) Road/Rail/Air | [5 empty] | (i) Coal Power Stations |  | Energy Demand
|  |  | (iii) Public/private Share | [5 empty] | (ii) Efficiency |  | Emissions
|  |  | (IV)Share of Evs |  |  |  |  | I.c | Carbon Capture |  | Costs
| Freight | XII.b | Domestic freight | [5 empty] | (i) CCS Stations |  | Land Usage
|  |  | (i) Demand | [5 empty] | (ii) Fuel Mix |  | Import Dependence
|  |  | (II) Modal Shift |  |  |  | Non Fossil Electricity | II | Nuclear Power Station |  | Electricity Generation
Households | Cooking | XIII.a | Domestic Cooking |  |  |  |  | III | Hydro Power Stations
[7 empty] | Renewable | IV.a | Solar PV
|  |  | (ii) Fuel Split |  |  |  |  | IV.b | Solar CSP
| Residential Lighting & Appliances | X.a | Domestic Lighting & Appliances |  |  |  |  | IV.c.1 | Onshore Wind
|  |  | (i) Efficiency |  |  |  |  | IV.c.2 | Offshore Wind
|  |  | (II) Savings-Green Buildings |  |  |  |  | IV.d | Small Hydro
Businesses | Agriculture | XIV | Agriculture |  |  |  | Imported | VII.a | Imports
|  |  | (I) Demand -Tractors & Pumps |  |  | Fossil Energy | DOmestic Fuel Supply | XV.a | Domestic Gas
|  |  | (ii) Fuel Split-Pumps |  |  |  |  | XV.b | Domestic Coal
| Telecom | XVI | Telecom Fuel Shift |  |  |  |  | XV.c | Domestic Oil
| Industry | XI | Industrial Efficiency |  |  | Bio Energy | Agri Residue and Forest Arising | V.a | Agriculture and land use
| Commercial Lighting & Appliances | X.b | Commercial Lighting & Appliances | [5 empty] | (i)Bio Energy Feedstock
|  |  | (i)Efficiency | [5 empty] | (II)Feedstock End Use Split
|  |  | (II) Savings-Green Buildings |  |  |  |  | V.b | Bio Fuels
| Commercial Cooking | XIII.b | Commercial Cooking |  |  |  |  | V.c | Algae based Bio Energy
[7 empty] | Waste | VI.a | Waste to Energy
|  |  | (ii) LNG/PNG Fuel Shift |  |  | Electricity Balancing & Other
[6 empty] | Balancing &Storage |  | VII.b | T&D Losses
66

## Demand-Generation
Demand |  |  |  |  | Outputs | Supply
GDP |  |  |  | 10
Transport | Passenger | XII.a | Domestic passenger transport |  |  | Electricity | Fossil Based Electricity Generation | I.a | Gas Power Stations
|  |  | (i) Demand |  |  |  |  | I.b | Coal Based Generation | 2 | Primary Energy Supply
|  |  | (ii) Road/Rail/Air | [5 empty] | (i) Coal Power Stations |  | Energy Demand
|  |  | (iii) Public/private Share | [5 empty] | (ii) Efficiency |  | Emissions
|  |  | (IV)Share of Evs |  |  |  |  | I.c | Carbon Capture |  | Costs
| Freight | XII.b | Domestic freight | [5 empty] | (i) CCS Stations |  | Land Usage
|  |  | (i) Demand | [5 empty] | (ii) Fuel Mix |  | Import Dependence
|  |  | (II) Modal Shift |  |  |  | Non Fossil Electricity | II | Nuclear Power Station |  | Electricity Generation
Households | Cooking | XIII.a | Domestic Cooking |  |  |  |  | III | Hydro Power Stations
[7 empty] | Renewable | IV.a | Solar PV
|  |  | (ii) Fuel Split |  |  |  |  | IV.b | Solar CSP
| Residential Lighting & Appliances | X.a | Domestic Lighting & Appliances |  |  |  |  | IV.c.1 | Onshore Wind
|  |  | (i) Efficiency |  |  |  |  | IV.c.2 | Offshore Wind
|  |  | (II) Savings-Green Buildings |  |  |  |  | IV.d | Small Hydro
Businesses | Agriculture | XIV | Agriculture |  |  |  | Imported | VII.a | Imports
|  |  | (I) Demand -Tractors & Pumps |  |  | Fossil Energy | DOmestic Fuel Supply | XV.a | Domestic Gas
|  |  | (ii) Fuel Split-Pumps |  |  |  |  | XV.b | Domestic Coal
| Telecom | XVI | Telecom Fuel Shift |  |  |  |  | XV.c | Domestic Oil
| Industry | XI | Industrial Efficiency |  |  | Bio Energy | Agri Residue and Forest Arising | V.a | Agriculture and land use
| Commercial Lighting & Appliances | X.b | Commercial Lighting & Appliances | [5 empty] | (i)Bio Energy Feedstock
|  |  | (i)Efficiency | [5 empty] | (II)Feedstock End Use Split
|  |  | (II) Savings-Green Buildings |  |  |  |  | V.b | Bio Fuels
| Commercial Cooking | XIII.b | Commercial Cooking |  |  |  |  | V.c | Algae based Bio Energy
[7 empty] | Waste | VI.a | Waste to Energy
|  |  | (ii) LNG/PNG Fuel Shift |  |  | Electricity Balancing & Other
[6 empty] | Balancing &Storage |  | VII.b | T&D Losses
66

## Demand-Supply
Demand |  |  |  |  | Outputs | Supply
GDP |  |  |  | 10
Transport | Passenger | XII.a | Domestic passenger transport |  |  | Electricity | Fossil Based Electricity Generation | I.a | Gas Power Stations
|  |  | (i) Demand |  |  |  |  | I.b | Coal Based Generation | 2 | Primary Energy Supply
|  |  | (ii) Road/Rail/Air | [5 empty] | (i) Coal Power Stations |  | Energy Demand
|  |  | (iii) Public/private Share | [5 empty] | (ii) Efficiency |  | Emissions
|  |  | (IV)Share of Evs |  |  |  |  | I.c | Carbon Capture |  | Costs
| Freight | XII.b | Domestic freight | [5 empty] | (i) CCS Stations |  | Land Usage
|  |  | (i) Demand | [5 empty] | (ii) Fuel Mix |  | Import Dependence
|  |  | (II) Modal Shift |  |  |  | Non Fossil Electricity | II | Nuclear Power Station |  | Electricity Generation
Households | Cooking | XIII.a | Domestic Cooking |  |  |  |  | III | Hydro Power Stations
[7 empty] | Renewable | IV.a | Solar PV
|  |  | (ii) Fuel Split |  |  |  |  | IV.b | Solar CSP
| Residential Lighting & Appliances | X.a | Domestic Lighting & Appliances |  |  |  |  | IV.c.1 | Onshore Wind
|  |  | (i) Efficiency |  |  |  |  | IV.c.2 | Offshore Wind
|  |  | (II) Savings-Green Buildings |  |  |  |  | IV.d | Small Hydro
Businesses | Agriculture | XIV | Agriculture |  |  |  | Imported | VII.a | Imports
|  |  | (I) Demand -Tractors & Pumps |  |  | Fossil Energy | DOmestic Fuel Supply | XV.a | Domestic Gas
|  |  | (ii) Fuel Split-Pumps |  |  |  |  | XV.b | Domestic Coal
| Telecom | XVI | Telecom Fuel Shift |  |  |  |  | XV.c | Domestic Oil
| Industry | XI | Industrial Efficiency |  |  | Bio Energy | Agri Residue and Forest Arising | V.a | Agriculture and land use
| Commercial Lighting & Appliances | X.b | Commercial Lighting & Appliances | [5 empty] | (i)Bio Energy Feedstock
|  |  | (i)Efficiency | [5 empty] | (II)Feedstock End Use Split
|  |  | (II) Savings-Green Buildings |  |  |  |  | V.b | Bio Fuels
| Commercial Cooking | XIII.b | Commercial Cooking |  |  |  |  | V.c | Algae based Bio Energy
[7 empty] | Waste | VI.a | Waste to Energy
|  |  | (ii) LNG/PNG Fuel Shift |  |  | Electricity Balancing & Other
[6 empty] | Balancing &Storage |  | VII.b | T&D Losses
66

## Cost and Energy Security
Demand |  |  |  |  | Outputs | Supply
GDP |  |  |  | 10
Transport | Passenger | XII.a | Domestic passenger transport |  |  | Electricity | Fossil Based Electricity Generation | I.a | Gas Power Stations
|  |  | (i) Demand |  |  |  |  | I.b | Coal Based Generation | 2 | Primary Energy Supply
|  |  | (ii) Road/Rail/Air | [5 empty] | (i) Coal Power Stations |  | Energy Demand
|  |  | (iii) Public/private Share | [5 empty] | (ii) Efficiency |  | Emissions
|  |  | (IV)Share of Evs |  |  |  |  | I.c | Carbon Capture |  | Costs
| Freight | XII.b | Domestic freight | [5 empty] | (i) CCS Stations |  | Land Usage
|  |  | (i) Demand | [5 empty] | (ii) Fuel Mix |  | Import Dependence
|  |  | (II) Modal Shift |  |  |  | Non Fossil Electricity | II | Nuclear Power Station |  | Electricity Generation
Households | Cooking | XIII.a | Domestic Cooking |  |  |  |  | III | Hydro Power Stations
[7 empty] | Renewable | IV.a | Solar PV
|  |  | (ii) Fuel Split |  |  |  |  | IV.b | Solar CSP
| Residential Lighting & Appliances | X.a | Domestic Lighting & Appliances |  |  |  |  | IV.c.1 | Onshore Wind
|  |  | (i) Efficiency |  |  |  |  | IV.c.2 | Offshore Wind
|  |  | (II) Savings-Green Buildings |  |  |  |  | IV.d | Small Hydro
Businesses | Agriculture | XIV | Agriculture |  |  |  | Imported | VII.a | Imports
|  |  | (I) Demand -Tractors & Pumps |  |  | Fossil Energy | DOmestic Fuel Supply | XV.a | Domestic Gas
|  |  | (ii) Fuel Split-Pumps |  |  |  |  | XV.b | Domestic Coal
| Telecom | XVI | Telecom Fuel Shift |  |  |  |  | XV.c | Domestic Oil
| Industry | XI | Industrial Efficiency |  |  | Bio Energy | Agri Residue and Forest Arising | V.a | Agriculture and land use
| Commercial Lighting & Appliances | X.b | Commercial Lighting & Appliances | [5 empty] | (i)Bio Energy Feedstock
|  |  | (i)Efficiency | [5 empty] | (II)Feedstock End Use Split
|  |  | (II) Savings-Green Buildings |  |  |  |  | V.b | Bio Fuels
| Commercial Cooking | XIII.b | Commercial Cooking |  |  |  |  | V.c | Algae based Bio Energy
[7 empty] | Waste | VI.a | Waste to Energy
|  |  | (ii) LNG/PNG Fuel Shift |  |  | Electricity Balancing & Other
[6 empty] | Balancing &Storage |  | VII.b | T&D Losses
66

## Charts
Energy source / use charts
[6 empty] | Historic data: | [42 empty] | 2052 Calculator calculations
|  | TWh / year |  | 2007 (Consistent) |  | 1970 | 1971 | 1972 | 1973 | 1974 | 1975 | 1976 | 1977 | 1978 | 1979 | 1980 | 1981 | 1982 | 1983 | 1984 | 1985 | 1986 | 1987 | 1988 | 1989 | 1990 | 1991 | 1992 | 1993 | 1994 | 1995 | 1996 | 1997 | 1998 | 1999 | 2000 | 2001 | 2002 | 2003 | 2004 | 2005 | 2006 | 2007 | 2008 | 2009 | 2010 | Source: |  | 2007 |  | 2012 | 2017 | 2022 | 2027 | 2032 | 2037 | 2042 | 2047 | 2052
Use
| L.01 | Domestic Lighting & appliances |  |  |  | 249 | 260.7 | 273.7 | 292.2 | 284.5 | 278.5 | 290.7 | 298.1 | 313.4 | 320.1 | 323.5 | 314.1 | 323.3 | 333.2 | 349 | 355.7 | 379.2 | 396.1 | 421.4 | 439.6 | 451.4 | 448.2 | 457.8 | 459.4 | 461.6 | 456.7 | 474.2 | 479.8 | 477.1 | 481.5 | 477.7 | 478 | 487.7 | 486.4 | 491 | 494.4 | 497.1 | 503 | 491 | 474.3 | 476.3 | Energy consumption in the United Kingdom, Transport Tables (http://www.decc.gov.uk/en/content/cms/statistics/publications/ecuk/ecuk.aspx). Ktoe are converted into TWh |  | 125.2283 |  | 169.6951 | 300.0443 | 492.8144 | 765.5111 | 1159.8319 | 1453.7842 | 1804.4492 | 2204.4682 | 2671.8455
| L.02 | Commercial Lighting & Appliances |  |  |  | 13.3 | 12.4 | 11.6 | 11.6 | 11 | 10.7 | 10.2 | 10.3 | 10.5 | 10.3 | 10.1 | 9.7 | 8.7 | 9.2 | 8.8 | 8.9 | 8.9 | 8.5 | 8.7 | 8.1 | 9.3 | 9.4 | 9.7 | 10.8 | 10.3 | 10.7 | 11.1 | 10.3 | 11.1 | 11.3 | 11.4 | 11.8 | 11.5 | 11.4 | 12.2 | 11.9 | 11.4 | 11.5 | 11.5 | 11.5 | 11.5 | Energy consumption in the United Kingdom, Transport Tables (http://www.decc.gov.uk/en/content/cms/statistics/publications/ecuk/ecuk.aspx). Ktoe are converted into TWh. Data in the Transport Tables pre-2004 includes energy used in platforms and has been deflated to broadly reflect only the energy used in trains. |  | 69.8374 |  | 69.8374 | 115.4286 | 190.8011 | 315.4211 | 521.4862 | 689.6753 | 912.1086 | 970.5585 | 1032.754
| L.00 | Lighting & Appliances | [46 empty] | 195.0469 |  | 239.5136 | 415.4394 | 683.5548 | 1080.8219 | 1681.1145 | 2143.1893 | 2716.1991 | 3174.6435 | 3704.19
| I.01 | Industry |  |  |  | 2.7 | 3 | 3.1 | 3.4 | 2.9 | 3 | 3.1 | 3.3 | 3.5 | 3.6 | 3.7 | 3.5 | 3.5 | 3.6 | 3.8 | 3.9 | 4.3 | 4.5 | 4.8 | 5.1 | 5.1 | 4.8 | 5.2 | 5.5 | 5.6 | 5.9 | 6.2 | 6.5 | 7.1 | 7.7 | 8.4 | 8.2 | 8.1 | 8.3 | 9 | 9.7 | 9.8 | 9.7 | 9.4 | 8.9 | 8.6 | Energy consumption in the United Kingdom, Transport Tables (http://www.decc.gov.uk/en/content/cms/statistics/publications/ecuk/ecuk.aspx). Ktoe are converted into TWh |  | 1615.7381 |  | 2278.7992 | 3188.099 | 4295.4614 | 5520.882 | 6883.4692 | 8404.5909 | 9897.3853 | 11326.4343 | 12793.2718
| T.01 | Road transport |  |  |  | 15 | 13.3 | 11.5 | 12.8 | 14.5 | 15.2 | 15.4 | 15.4 | 15.2 | 15.9 | 14.7 | 12.8 | 13.8 | 14.1 | 15.4 | 14.6 | 13.4 | 12.8 | 13.5 | 15.8 | 15.9 | 16.6 | 16 | 15.6 | 14.4 | 13.9 | 15.1 | 14.6 | 13.7 | 12.4 | 12 | 9.8 | 8.2 | 14.4 | 13.9 | 15.9 | 21 | 18.7 | 20.4 | 18.9 | 17.1 | Energy consumption in the United Kingdom, Transport Tables (http://www.decc.gov.uk/en/content/cms/statistics/publications/ecuk/ecuk.aspx). Ktoe are converted into TWh |  | 787.0616 |  | 787.0616 | 1183.5004 | 1717.7938 | 2376.5282 | 3187.9753 | 4145.4185 | 5054.4379 | 6055.4105 | 7174.1582
| T.02 | Rail transport |  |  |  | 42.3 | 46.4 | 49.3 | 52.5 | 46.1 | 47.4 | 48.9 | 51.1 | 55.2 | 57.1 | 57.3 | 54.9 | 54.6 | 55.7 | 58.8 | 61 | 67 | 70.8 | 75.5 | 79.9 | 80.2 | 75.1 | 81.3 | 86 | 88.2 | 92.8 | 97.5 | 101.9 | 111.9 | 120.4 | 130.9 | 128.7 | 127.4 | 130.5 | 141.1 | 151.5 | 153 | 152 | 147.7 | 139.4 | 134.3 | Energy consumption in the United Kingdom, Transport Tables (http://www.decc.gov.uk/en/content/cms/statistics/publications/ecuk/ecuk.aspx). Ktoe are converted into TWh |  | 40.5324 |  | 40.5324 | 51.8896 | 64.6461 | 78.303 | 93.685 | 110.982 | 119.5301 | 128.8079 | 137.9874
| T.03 | Domestic aviation |  |  |  | Historic data: 1990: 40.1; Historic data: 1991: 40.6; Historic data: 1992: 40; Historic data: 1993: 40.5; Historic data: 1994: 40.7; Historic data: 1995: 39.1; Historic data: 1996: 39.4; Historic data: 1997: 41.9; Historic data: 1998: 41.5; Historic data: 1999: 39.9; Historic data: 2000: 43.4; Historic data: 2001: 45.2; Historic data: 2002: 40.7; Historic data: 2003: 43.9; Historic data: 2004: 47.4; Historic data: 2005: 48.3; Historic data: 2006: 47 | Committee on Climate Change historic emissions estimates (http://downloads.theccc.org.uk.s3.amazonaws.com/Shipping%20Review/Shipping%20Review%20Web%20Exhibits.xls, Figure B5), converted into TWh using factors in the 2050 Calculator. |  | 20.2785 |  | 20.2785 | 36.1244 | 59.1372 | 88.3172 | 124.7496 | 167.8636 | 213.5112 | 264.9471 | 324.8276
| T.00 | Transport | [46 empty] | 847.8725 |  | 847.8725 | 1271.5144 | 1841.5771 | 2543.1484 | 3406.4098 | 4424.264 | 5387.4792 | 6449.1655 | 7636.9732
| S.01 | Green Building Design & Envelope Savings |  |  |  | 365.6 | 378.7 | 391.9 | 415.1 | 401.5 | 397.1 | 410.4 | 420.2 | 439.9 | 449.1 | 451.2 | 436.8 | 445.4 | 457.3 | 477.3 | 485.6 | 514.2 | 534.2 | 565.2 | 589.6 | 603.5 | 595.8 | 611.8 | 619.6 | 622.3 | 622.1 | 646.4 | 655.2 | 663.3 | 666.7 | 670.7 | 669.5 | 671.4 | 677.4 | 693.1 | 708.6 | 721.2 | 724.2 | 711.8 | 683.4 | 674 | Calculation (sum of subcategories) |  | -0.018782 |  | -0.018836 | -0.033535 | -0.060795 | -0.11024 | -0.20356 | -0.2702 | -0.35871 | -0.38321 | -0.40945
| D.01 | Agriculture |  |  |  | Historic data: 1999: 482.5; Historic data: 2000: 521.7; Historic data: 2001: 508.2; Historic data: 2002: 481.5; Historic data: 2003: 487.8; Historic data: 2004: 469.8; Historic data: 2005: 468.3; Historic data: 2006: 460.1; Historic data: 2007: 449.7; Historic data: 2008: 444.7; Historic data: 2009: 388.9; Historic data: 2010: 400.8 | Digest of UK Energy Statistics (DUKES) data, numerous tables (separate note is available) |  | 177.8286 |  | 237.2069 | 328.2852 | 453.5177 | 591.385 | 750.1024 | 850.2884 | 969.3088 | 1047.8059 | 1134.4955
| G.01 | Telecom |  |  |  | Historic data: 2000: 616.2; Historic data: 2001: 629.3; Historic data: 2002: 592.7; Historic data: 2003: 601.2; Historic data: 2004: 614.1; Historic data: 2005: 590.6; Historic data: 2006: 568.9; Historic data: 2007: 546; Historic data: 2008: 548.9 | Energy consumption in the UK statistics (Domestic energy consumption by end use 1970 to 2009) and DUKES (Detailed service sector energy consumption by subsector and end use by fuel, 2001) |  | 13.8869 |  | 46.2897 | 56.3283 | 69.8874 | 91.8217 | 113.343 | 132.6586 | 161.3498 | 209.695 | 297.4563
| M.01 | Household Cooking |  |  |  | Historic data: 2000: 173; Historic data: 2001: 172; Historic data: 2002: 177.3; Historic data: 2003: 178.4; Historic data: 2004: 177.9; Historic data: 2005: 184.1; Historic data: 2006: 185.9; Historic data: 2007: 185.5; Historic data: 2008: 180.4 | Energy consumption in the UK statistics (Domestic energy consumption by end use 1970 to 2009) and DUKES (Detailed service sector energy consumption by subsector and end use by fuel, 2001) |  | 1045.8611 |  | 1153.7282 | 1148.4989 | 1155.9568 | 1156.4277 | 1145.5432 | 1128.6767 | 1099.7851 | 1069.2095 | 1079.9753
| M.02 | Commercial Cooking | [46 empty] | 42.6367 |  | 64.7672 | 96.6439 | 143.4128 | 210.7458 | 308.3434 | 412.6331 | 552.1961 | 738.963 | 988.8991
| M.00 | Cooking | [46 empty] | 1088.4978 |  | 1218.4955 | 1245.1428 | 1299.3696 | 1367.1735 | 1453.8866 | 1541.3097 | 1651.9812 | 1808.1725 | 2068.8745
|  | Total Use |  |  |  | Historic data: 2000: 1981.6; Historic data: 2001: 1979; Historic data: 2002: 1922.9; Historic data: 2003: 1944.8; Historic data: 2004: 1954.9; Historic data: 2005: 1951.6; Historic data: 2006: 1936.1 |  |  | 3938.8707 | 0 | 4868.1773 | 6504.8091 | 8643.3681 | 11195.2326 | 14288.3256 | 17496.3009 | 20783.7033 | 24015.9167 | 27635.2614
|  | % share | [46 empty] | 2007 |  | 2012 | 2017 | 2022 | 2027 | 2032 | 2037 | 2042 | 2047 | 2052
|  | Lighting & Appliances | [46 empty] | 4.952% |  | 4.92% | 6.387% | 7.908% | 9.654% | 11.77% | 12.25% | 13.07% | 13.22% | 13.4%
|  | Industry | [46 empty] | 41.02% |  | 46.81% | 49.01% | 49.7% | 49.31% | 48.18% | 48.04% | 47.62% | 47.16% | 46.29%
|  | Transport | [46 empty] | 21.53% |  | 17.42% | 19.55% | 21.31% | 22.72% | 23.84% | 25.29% | 25.92% | 26.85% | 27.63%
|  | Agriculture | [46 empty] | 4.515% |  | 4.873% | 5.047% | 5.247% | 5.282% | 5.25% | 4.86% | 4.664% | 4.363% | 4.105%
|  | Telecom | [46 empty] | 0.3526% |  | 0.9509% | 0.8659% | 0.8086% | 0.8202% | 0.7933% | 0.7582% | 0.7763% | 0.8731% | 1.076%
|  | Cooking | [46 empty] | 27.63% |  | 25.03% | 19.14% | 15.03% | 12.21% | 10.18% | 8.809% | 7.948% | 7.529% | 7.486%
Source
| N.01 | Nuclear fission | [29 empty] | 258 | 267.4 | 272.6 | 258.4 | 228.4 | 241.5 | 233.8 | 233.1 | 211.2 | 213.7 | 199.2 | 163.2 | 138.5 | 177.1 | 162.2 | Dukes 5.6 Electricity fuel use, generation and supply, Major power producers, Fuel used, Nuclear |  | 80.9477 | 0 | 93.7712 | 199.965 | 193.5533 | 193.5533 | 189.546 | 180.7299 | 176.3218 | 167.5057 | 167.5057
| R.01 | Solar | [31 empty] | 0 | 0 | 0.1 | 0.2 | 0.2 | 0.2 | 0.3 | 0.3 | 0.4 | 0.5 | 0.7 | 0.8 | 1 | Dukes 7.1 Commodity balances Geothermal and active solar heat, Autogenerators & Domestic |  | 0 | 0 | 1.5673 | 10.9115 | 27.2655 | 48.893 | 74.077 | 96.0312 | 108.3126 | 106.2785 | 92.93
| R.02 | Wind | [29 empty] | 0 | 0 | 0.9 | 0.9 | 0.9 | 1 | 1.3 | 1.3 | 1.9 | 2.9 | 4.2 | 5.3 | 7.1 | 9.3 | 10.2 | Dukes 5.6 Non-thermal sources, Other + 7.1 Wind, Autogenerators |  | 12.4372 | 0 | 18.7222 | 36.6049 | 59.9663 | 84.3358 | 115.4989 | 136.9861 | 151.0382 | 161.1629 | 161.9518
| R.03 | Tidal |  |  |  | 0 | 0 | 0 | 0 | 0 | 0 | 0 | 0 | 0 | 0 | 0 | 0 | 0 | 0 | 0 | 0 | 0 | 0 | 0 | 0 | 0 | 0 | 0 | 0 | 0 | 0 | 0 | 0 | 0 | 0 | 0 | 0 | 0 | 0 | 0 | 0 | 0 | 0 | 0 | 0 | 0 | New technology |  | 0 | 0 | 0 | 0 | 0 | 0 | 0 | 0 | 0 | 0 | 0
| R.04 | Wave |  |  |  | 0 | 0 | 0 | 0 | 0 | 0 | 0 | 0 | 0 | 0 | 0 | 0 | 0 | 0 | 0 | 0 | 0 | 0 | 0 | 0 | 0 | 0 | 0 | 0 | 0 | 0 | 0 | 0 | 0 | 0 | 0 | 0 | 0 | 0 | 0 | 0 | 0 | 0 | 0 | 0 | 0 | New technology |  | 0 | 0 | 0 | 0 | 0 | 0 | 0 | 0 | 0 | 0 | 0
| R.05 | Geothermal |  |  |  | 0 | 0 | 0 | 0 | 0 | 0 | 0 | 0 | 0 | 0 | 0 | 0 | 0 | 0 | 0 | 0 | 0 | 0 | 0 | 0 | 0 | 0 | 0 | 0 | 0 | 0 | 0 | 0 | 0 | 0 | 0 | 0 | 0 | 0 | 0 | 0 | 0 | 0 | 0 | 0 | 0 | New technology |  | 0 | 0 | 0 | 0 | 0 | 0 | 0 | 0 | 0 | 0 | 0
| R.06 | Hydro | [29 empty] | 2.8 | 3.3 | 5.1 | 5.3 | 5.1 | 4.1 | 4.8 | 3.2 | 4.8 | 4.9 | 4.6 | 5.1 | 5.2 | 5.3 | 3.6 | Dukes 5.6 Hydro-natural flow, Fuel used + Dules 7.1 Hydro, Autogenerators |  | 128.5106 | 0 | 155.8439 | 189.4176 | 195.7511 | 199.5643 | 203.4652 | 205.4375 | 205.7159 | 206.6043 | 207.196
| Y.02 | Electricity oversupply (imports) |  |  |  | 0.6 | 0.1 | 0.5 | 0.1 | 0.1 | 0.1 | -0.1 | 0 | 0.1 | 0 | 0 | 0 | 0 | 0 | 0 | 0 | 4.3 | 11.6 | 12.1 | 12.6 | 11.9 | 16.4 | 16.7 | 16.7 | 16.9 | 16.6 | 16.8 | 16.6 | 12.5 | 14.2 | 14.2 | 10.4 | 8.4 | 2.2 | 7.5 | 8.3 | 7.5 | 5.2 | 11 | 2.9 | 2.7 | DUKES long-term trends 5.1.2, Net imports |  | 1 | 0 | -1.464 | 14 | 21 | 31 | 40 | 49 | 55 | 55 | 55
|  | Primary electricity, solar, marine, and net imports | [31 empty] | 291.1 | 278.8 | 248.7 | 257.1 | 248.4 | 240 | 225.8 | 230.2 | 216 | 179.4 | 162.5 | 195.4 | 179.7 |  |  | 221.8955 | 0 | 269.9045 | 436.899 | 476.5361 | 526.3463 | 582.587 | 619.1847 | 641.3885 | 641.5514 | 629.5836
| R.07 | Environmental heat |  |  |  | 0 | 0 | 0 | 0 | 0 | 0 | 0 | 0 | 0 | 0 | 0 | 0 | 0 | 0 | 0 | 0 | 0 | 0 | 0 | 0 | 0 | 0 | 0 | 0 | 0 | 0 | 0 | 0 | 0 | 0 | 0 | 0 | 0 | 0 | 0 | 0 | 0 | 0 | 0 | 0 | 0 | New technology |  | 222.8955 | 0 | 268.4406 | 450.899 | 497.5361 | 557.3463 | 622.587 | 668.1847 | 696.3885 | 696.5514 | 684.5836
| W.01 | Waste | [31 empty] | 8.1 | 8.7 | 10.4 | 12.1 | 13.9 | 16 | 11.9 | 11.9 | 12.7 | 14.2 | 15.1 | 16.7 | 17.5 | Poultry litter, meat and bone, and farm waste: Major power producers Autogenerators Industry-Unclassified + Waste(4) and tyres: Major power producers Autogenerators, Industry-Unclassified, Other-Domestic, Public administration & Commercial |  | 0 | 0 | 0 | 0 | 0 | 0 | 0 | 0 | 0 | 0 | 0
| A.01 | Agriculture | [31 empty] | 42.4 | 43.5 | 44 | 45.2 | 46.4 | 43.3 | 47.7 | 54.9 | 58.1 | 58.7 | 58.4 | 61 | 66.2 | 7.2 wood, production + Straw, SRC, and other plant-based biomass, Total supply + Liquid biofuels + (population * average daily calories * 365.5 * 0.6 / 0.9) |  | 946.4113 | 0 | 958.7156 | 961.6527 | 965.3606 | 969.9978 | 975.8397 | 982.3016 | 986.6705 | 992.2289 | 999.8502
| Y.01 | Biomass oversupply (imports) | [31 empty] | 25.6 | 25.6 | 25.7 | 25.8 | 25.9 | 26 | 26.1 | 26.3 | 26.4 | 26.6 | 26.8 | 27 | 27.1 | (population * average daily calories * 365.5 * 0.4 / 0.9) |  | 0 | 0 | 0.13142 | 0.21232 | 0.30592 | 0.41827 | 0.51589 | 0.63056 | 0.79228 | 0.9056 | 1.0189
|  | Agriculture/waste | [31 empty] | 76.1 | 77.8 | 80.2 | 83.2 | 86.2 | 85.3 | 85.7 | 93 | 97.2 | 99.5 | 100.3 | 104.6 | 110.8 |  |  | 0 | 0 | 0 | 0 | 0 | 0 | 0 | 0 | 0 | 0 | 0
| Y.04 | Coal oversupply (imports) |  |  |  | -29.5286 | 9.7576 | 22.9692 | -10.6647 | 1.9538 | 14.3514 | 5.8615 | 0.09304 | -4.9776 | 13.3047 | 19.8873 | -42.938 | -27.1328 | -13.1535 | 73.4086 | 81.8868 | 60.2318 | 63.8603 | 89.2602 | 82.5963 | 97.5873 | 139.1762 | 152.3646 | 141.2929 | 113.2995 | 124.7434 | 142.4194 | 155.1279 | 167.9398 | 154.2694 | 177.5427 | 266.1642 | 213.1573 | 242.6809 | 274.5941 | 333.1785 | 382.6342 | 329.578 | 329.255 | 281.3781 | 192.8117 | Dukes long-term trends 1.1.2 coal imports - coal exports |  | 946.4113 | 0 | 958.847 | 961.865 | 965.6665 | 970.4161 | 976.3556 | 982.9322 | 987.4628 | 993.1345 | 1000.8692
| Q.01 | Coal reserves |  |  |  | 1178.5 | 1013.3 | 873.6 | 978 | 854.4 | 845.3 | 865.2 | 876.5 | 861.9 | 902.8 | 834 | 883.8 | 818.9 | 808.1 | 495 | 674.9 | 740.9 | 774.4 | 718.2 | 687.3 | 666.8 | 629.8 | 570.7 | 492.6 | 474 | 440.1 | 391.4 | 324.7 | 308.5 | 264.3 | 270.7 | 208.1 | 225.3 | 228.1 | 179.7 | 130.4 | 121.6 | 146.8 | 110.4 | 79.3 | 185.3 | Dukes long-term trends 1.1.2 coal production - stock changes |  | 312.8774 | 0 | 526.8957 | 1319.3125 | 3014.7305 | 5379.5825 | 8802.5686 | 11942.6555 | 16105.0859 | 19783.8525 | 23759.6487
|  | Coal |  |  |  | 1149 | 1023.1 | 896.5 | 967.3 | 856.4 | 859.7 | 871 | 876.6 | 856.9 | 916.1 | 853.9 | 840.9 | 791.7 | 795 | 568.4 | 756.8 | 801.1 | 838.2 | 807.5 | 769.9 | 764.4 | 769 | 723.1 | 633.9 | 587.3 | 564.8 | 533.8 | 479.8 | 476.5 | 418.6 | 448.2 | 474.2 | 438.4 | 470.8 | 454.3 | 463.6 | 504.2 | 476.4 | 439.7 | 360.7 | 378.1 |  |  | 2003.3688 | 0 | 2704.3935 | 3143.1914 | 3584.1508 | 3874.5049 | 3958.4825 | 4025.5715 | 3406.6022 | 2878.2637 | 2435.1118
| Q.02 | Oil reserves | [31 empty] | 1544.6 | 1613.5 | 1489.1 | 1357.7 | 1371.6 | 1221.6 | 1075.8 | 955.5 | 836.4 | 896.7 | 817.1 | 785 | 712.9 | Dukes 1.1 Primary oils indigenous production + Stock change of Primary oils and Petroleum products minus non-energy use of petroleum products |  | 2316.2462 | 0 | 3231.2892 | 4462.5039 | 6598.8813 | 9254.0874 | 12761.051 | 15968.227 | 19511.6881 | 22662.1162 | 26194.7605
| Y.05 | Oil and petroleum products oversupply (imports) | [31 empty] | -467.1073 | -598.1542 | -491.289 | -425.9238 | -385.362 | -265.313 | -26.7418 | 59.056 | 116.2689 | 79.744 | 146.4394 | 115.6479 | 156.5422 | Dukes 1.1 Primary oils imports - exports |  | 395.2804 | 0 | 442.9867 | 480.4208 | 406.8219 | 404.6927 | 402.8364 | 401.685 | 401.1302 | 401.1899 | 401.8881
|  | Oil and petroleum products | [31 empty] | 914.3 | 917.6 | 917.9 | 910.6 | 878.3 | 871 | 898.7 | 924.8 | 928.3 | 916.3 | 906.5 | 859.3 | 846.5 | Sum of above |  | 1235.4943 | 0 | 1459.1774 | 2094.1308 | 3065.9674 | 4157.6318 | 5448.0547 | 6933.9942 | 8427.2255 | 10106.2604 | 12020.7419
| Y.06 | Gas oversupply (imports) |  |  |  | 9.759 | 9.73 | 8.968 | 8.587 | 7.122 | 9.818 | 11.254 | 19.548 | 55.361 | 95.424 | 116.291 | 124.262 | 115.001 | 124.497 | 147.415 | 147.122 | 137.099 | 128.893 | 115.441 | 113.77 | 79.833 | 72.007 | 60.635 | 41.704 | 23.496 | 8.225 | 4.601 | -7.604 | -21.022 | -71.571 | -120.31 | -107.866 | -90.238 | -90.741 | 18.921 | 77.1469 | 123.4386 | 214.8687 | 284.3842 | 318.689 | 413.0981 | Dukes long-term trends 4.1.1 Methane imports - exports |  | 134.3282 | 0 | 1902.1641 | 2574.5516 | 3472.7892 | 4562.3245 | 5850.8911 | 7335.6793 | 8828.3558 | 10507.4503 | 12422.63
| Q.03 | Gas reserves | [31 empty] | 1036.5 | 1147.5 | 1235.3 | 1219.2 | 1187.3 | 1191.4 | 1105 | 1019.4 | 916.2 | 834.1 | 797.7 | 681.9 | 671.9 | Dukes 1.1 Natural gas indigenous production + Stock change of natural gas minus non-energy use of natural gas |  | 134.3282 | 0 | 132.056 | 414.231 | 540.7636 | 673.6005 | 830.4781 | 1027.9602 | 1246.6262 | 1483.7759 | 1774.0609
|  | Natural gas | [31 empty] | 1015.5 | 1075.9 | 1114.9 | 1111.4 | 1097 | 1100.6 | 1123.9 | 1096.5 | 1039.6 | 1048.9 | 1082.1 | 1000.6 | 1085 | Sum of above |  | 296.542 | 0 | 449.1921 | 507.0926 | 548.561 | 586.5732 | 641.5416 | 680.5419 | 722.9297 | 769.0713 | 803.223
|  | Total Primary Supply | [31 empty] | 2773.5 | 2768.8 | 2810 | 2836.5 | 2748.5 | 2767.7 | 2788.5 | 2808.1 | 2785.4 | 2720.5 | 2691 | 2520.5 | 2600.1 | Sum of above |  | 430.8702 | 0 | 581.2481 | 921.3236 | 1089.3246 | 1260.1738 | 1472.0196 | 1708.502 | 1969.556 | 2252.8472 | 2577.2839
|  | Dummy for charting supply | [46 empty] | 3508.0005 |  | 4286.9292 | 5583.4855 | 7554.0435 | 9935.0588 | 12816.306 | 15787.7988 | 18814.1474 | 21763.0694 | 25057.9774
Conversion losses, distribution, and own use
| X.01 | Conversion losses | [46 empty] | -595.6868 | 0 | -792.1907 | -1134.1255 | -1624.4019 | -2266.0212 | -3156.4965 | -3956.5806 | -4911.7645 | -5751.8953 | -6698.5687
| X.02 | Distribution losses and own use | [46 empty] | 595.6868 | 0 | 792.1907 | 1134.1255 | 1624.4019 | 2266.0212 | 3156.4965 | 3956.5806 | 4911.7645 | 5751.8953 | 6698.5687
|  | Supply net of losses | [46 empty] | 0 | 0 | 0 | 0 | 0 | 0 | 0 | 0 | 0 | 0 | 0
Net Consumption of Hydrocarbons excluding bio energy
| V.03 | Solid hydrocarbons | [46 empty] | 3253.4798 |  | 4179.699 | 5410.0088 | 7545.5212 | 10199.9024 | 13706.0819 | 16912.5148 | 20451.6615 | 23597.2169 | 27124.9885
| V.04 | Liquid hydrocarbons | [46 empty] | 1524.0886 |  | 1777.8549 | 2409.1371 | 3252.2378 | 4275.0292 | 5484.9805 | 6879.5874 | 8283.0826 | 9862.4903 | 11664.5915
| V.05 | Gaseous hydrocarbons | [46 empty] | 383.8475 |  | 515.7389 | 812.497 | 959.625 | 1109.2298 | 1294.4838 | 1500.486 | 1727.8639 | 1974.5881 | 2257.1007
| Energy Security Tables | [47 empty] | 2007 |  | 2012 | 2017 | 2022 | 2027 | 2032 | 2037 | 2042 | 2047 | 2052
|  | Coal Imports | [46 empty] | 13.51% |  | 16.31% | 29.56% | 45.69% | 58.13% | 68.98% | 74.79% | 82.54% | 87.3% | 90.7%
|  | Oil Imports | [46 empty] | 75.76% |  | 76.71% | 81.34% | 88.29% | 91.13% | 93.11% | 94.52% | 95.46% | 96.18% | 96.76% |  | 0.27419
|  | Gas Imports | [46 empty] | 35% |  | 22.72% | 44.96% | 49.64% | 53.45% | 56.42% | 60.17% | 63.29% | 65.86% | 68.83%
|  | Overall | [46 empty] | 30.63% |  | 30.51% | 40.85% | 52.45% | 61.49% | 69.55% | 74.65% | 80.58% | 84.54% | 87.58%
Supply / demand not accounted for
| C.01 | Coal indigenous production | [46 empty] | 0 | 0 | 0 | 0 | 0 | 0 | 0 | 0 | 0 | 0 | 0
| C.02 | Oil and petroleum products | [46 empty] | 0 | 0 | 0 | 0 | 0 | 0 | 0 | 0 | 0 | 5.6843e-13 | -7.9581e-13
| C.03 | Natural gas | [46 empty] | 0 | 0 | 0 | 0 | 0 | 0 | 0 | 0 | 0 | 0 | 0
| V.03 | Solid hydrocarbons | [46 empty] | 0 | 0 | 0 | 0 | 0 | 0 | 0 | 0 | 0 | 0 | 0
| V.04 | Liquid hydrocarbons | [46 empty] | 0 | 0 | 0 | 0 | 0 | 0 | 0 | 0 | 0 | 0 | 0
| V.05 | Gaseous hydrocarbons | [46 empty] | 0 | 0 | 0 | 0 | 0 | 0 | 0 | 0 | 0 | 0 | 0
| V.06 | Solid Biomass Hydrocarbons | [46 empty] | 0 | 0 | 0 | 0 | 0 | 0 | 0 | 0 | 0 | 0 | 0
| V.08 | Edible biomass | [46 empty] | 0 | 0 | 0 | 0 | 0 | 0 | 0 | 0 | 0 | 0 | 0
| V.07 | Gaseous Biomass Hydrocarbons | [46 empty] | 0 | 0 | 0 | 0 | 0 | 0 | 0 | 0 | 0 | 0 | 0
| V.09 | Dry biomass and waste | [46 empty] | 0 | 0 | 0 | 0 | 0 | 0 | 0 | 0 | 0 | 0 | 0
| V.10 | Wet biomass and waste | [46 empty] | 0 | 0 | 0 | 0 | 0 | 0 | 0 | 0 | 0 | 0 | 1.7764e-15
| V.11 | Off Grid Renewables | [46 empty] | 0 | 0 | 0 | 0 | 0 | 0 | 0 | 0 | 0 | 0 | 0
| V.12 | H2 | [46 empty] | 0 | 0 | 0 | 0 | 0 | 0 | 0 | 0 | 0 | 0 | 0
| V.13 | Energy crops (second generation) | [46 empty] | 0 | 0 | 0 | 0 | 0 | 0 | 0 | 0 | 0 | 0 | 0
|  | Total unnaccounted supply / demand | [46 empty] | 0 | 0 | 0 | 0 | 0 | 0 | 0 | 0 | 0 | 5.6843e-13 | -7.9403e-13
[49 empty] | 0 | 0 | 0 | 0 | 0 | 0 | 0 | 0 | 0 | 0 | 0
|  | Supply, Demand, and Unaccounted supply | [46 empty] | 9.0949e-13 | 0 | 0 | 0 | -1.819e-12 | 1.819e-12 | -1.819e-12 | 0 | 0 | 4.2064e-12 | -7.9403e-13
Electricity grid (net of distribution losses)
| V.01 | Electricity (delivered to end user) | [46 empty] | -595.6868 | 0 | -792.1907 | -1134.1255 | -1624.4019 | -2266.0212 | -3156.4965 | -3956.5806 | -4911.7645 | -5751.8953 | -6698.5687 | REFERENCED
| V.02 | Electricity (supplied to grid) | [46 empty] | 595.6868 | 0 | 792.1907 | 1134.1255 | 1624.4019 | 2266.0212 | 3156.4965 | 3956.5806 | 4911.7645 | 5751.8953 | 6698.5687
|  | Total electricity grid | [46 empty] | 0 | 0 | 0 | 0 | 0 | 0 | 0 | 0 | 0 | 0 | 0
[49 empty] | 0 | 0 | 0 | 0 | 0 | 0 | 0 | 0 | 0 | 0 | 0
| V.02 | Losses | [46 empty] | -195.0829 | 0 | -232.503 | -310.6572 | -419.8995 | -551.7122 | -726.4151 | -862.8754 | -978.3476 | -1091.0371 | -1230.4205
|  | Demand (for charting) | [46 empty] | 790.7697 | 0 | 1024.6938 | 1444.7826 | 2044.3014 | 2817.7334 | 3882.9115 | 4819.456 | 5890.1122 | 6842.9324 | 7928.9892
|  | Dummy for charting | [46 empty] | 790.7697 | 0 | 1030.1577 | 1444.7826 | 2044.3014 | 2817.7334 | 3882.9115 | 4819.456 | 5890.1122 | 6842.9324 | 7928.9892
[49 empty] | 0 | 0 | 0 | 0 | 0 | 0 | 0 | 0 | 0 | 0 | 0
[49 empty] | 0 | 0 | 0 | 0 | 0 | 0 | 0 | 0 | 0 | 0 | 0
| Z.01 | Unallocated | [46 empty] | 0 | 0 | 0 | 0 | 0 | 0 | 0 | 0 | 0 | 0 | 0
[49 empty] | 0 | 0 | 0 | 0 | 0 | 0 | 0 | 0 | 0 | 0 | 0
|  | Net balance (should be zero!) | [46 empty] | 9.0949e-13 | 0 | 0 | 0 | -1.819e-12 | 1.819e-12 | -1.819e-12 | 0 | 0 | 4.2064e-12 | -7.9403e-13
Electricity Generation
| V.02 | TWh/year | [46 empty] | 2007 |  | 2012 | 2017 | 2022 | 2027 | 2032 | 2037 | 2042 | 2047 | 2052
| I.a | Gas Power Stations | [29 empty] | 221.2 | 214.6 | 221.2 | 226.3 | 241.6 | 248.5 | 250.7 | 258.7 | 262.6 | 264.2 | 267.6 | 276.5 | 279.3 | 250.1 | 263.1 | Dukes 5.6 sum of generation - used on works for coal, oil gas and renewables |  | 64.0088 | 0 | 96.5961 | 109.8605 | 109.8605 | 109.8605 | 109.8605 | 109.8605 | 109.8605 | 109.8605 | 109.8605
| I.b | Coal power stations | [46 empty] | 489.6898 | 0 | 710.8629 | 987.4332 | 936.057 | 857.505 | 774.0835 | 711.698 | 631.6617 | 563.1205 | 336.9433
| I.c | Carbon Capture Storage (CCS) | [46 empty] | 0 | 0 | 0 | 0 | 0 | 0 | 2.5772 | 6.1362 | 14.3587 | 19.5131 | 27.2447
| I.d | Electricity Balancing Requirement | [29 empty] | 221.2 | 214.6 | 221.2 | 226.3 | 241.6 | 248.5 | 250.7 | 258.7 | 262.6 | 264.2 | 267.6 | 276.5 | 279.3 | 250.1 | 263.1 | Sum of above | 0 | 57.2532 | 0 | 0 | 15.5621 | 614.2986 | 1405.4268 | 2482.3021 | 3425.6911 | 4535.8405 | 5546.2791 | 6862.5786
|  | Fossil Fuel Based Electricity | [46 empty] | 610.9518 | 0 | 807.459 | 1112.8559 | 1660.2161 | 2372.7924 | 3368.8234 | 4253.3858 | 5291.7214 | 6238.7732 | 7336.6272
| II | Nuclear power | [46 empty] | 28.3317 | 0 | 32.8199 | 69.9877 | 67.7436 | 67.7436 | 66.3411 | 63.2555 | 61.7126 | 58.627 | 58.627
| III | Hydro Power Generation | [29 empty] | 85.8 | 89.3 | 90.6 | 87.7 | 78.3 | 83 | 81.1 | 81.9 | 73.7 | 75.2 | 69.2 | 57.2 | 47.7 | 62.8 | 56.5 | Dukes 5.6 Nuclear generation - used on works |  | 121.4968 | 0 | 143.7624 | 171.8136 | 171.8136 | 171.8136 | 171.8136 | 171.8136 | 171.8136 | 171.8136 | 171.8136
|  | Hydro and Nuclear | [46 empty] | 149.8285 | 0 | 176.5823 | 241.8013 | 239.5572 | 239.5572 | 238.1547 | 235.0691 | 233.5262 | 230.4406 | 230.4406
| IV.a | Solar PV | [39 empty] | 3.6 | 4.5 | 5.8 | 7.6 | 7.1 | Dukes 7.4 Generation Onshore wind |  | 0 | 0 | 1.5673 | 8.2727 | 18.5584 | 32.7923 | 47.8234 | 60.993 | 69.1199 | 68.1118 | 59.6088
| IV.b | Solar CSP | [39 empty] | 0.7 | 0.8 | 1.3 | 1.7 | 3 | Dukes 7.4 Generation Offshore wind |  | 0 | 0 | 0 | 2.5246 | 8.5731 | 15.6385 | 25.7194 | 33.7842 | 37.8165 | 35.2919 | 29.2434
| IV.c.1 | Onshore Wind | [29 empty] | 2.8 | 3.3 | 4.2 | 4.4 | 4.3 | 3.2 | 3.9 | 2.6 | 3.9 | 3.8 | 3.7 | 4.1 | 4.2 | 4.3 | 2.7 | Dukes 5.6 Hydro - natural flow generation - used on works |  | 12.4372 | 0 | 18.7222 | 36.6049 | 58.5199 | 81.3115 | 110.8967 | 129.1406 | 139.8615 | 148.2769 | 148.8028
| IV.c.2 | Offshore Wind | [46 empty] | 0 | 0 | 0 | 0 | 1.4464 | 3.0243 | 4.6021 | 7.8456 | 11.1766 | 12.886 | 13.149
| IV.d | Small Hydro | [46 empty] | 7.0138 | 0 | 12.0815 | 17.604 | 23.9375 | 27.7507 | 31.6516 | 33.6239 | 33.9023 | 34.7907 | 35.3824
| V.a | Biomass Based Electricity& Biogas | [46 empty] | 9.5384 | 0 | 9.7454 | 11.1191 | 12.4928 | 13.8665 | 15.2402 | 16.6139 | 17.9876 | 19.3613 | 20.735
| VI.a | Waste to Electricity | [46 empty] | 0 | 0 | 0 | 0 | 0 | 0 | 0 | 0 | 0 | 0 | 0
|  | Renewable Based Electricity | [46 empty] | 28.9894 | 0 | 42.1164 | 76.1254 | 123.5281 | 174.3838 | 235.9335 | 282.0011 | 309.8645 | 318.7187 | 306.9214
| VII.a | Electricity imports | [39 empty] | 7.9 | 9.4 | 11.3 | 13.6 | 12.9 | Sum of above |  | 1 | 0 | 4 | 14 | 21 | 31 | 40 | 49 | 55 | 55 | 55
[49 empty] | 0 | 0 | 0 | 0 | 0 | 0 | 0 | 0 | 0 | 0 | 0
|  | Total generation supplied to grid | [39 empty] | 352.2 | 348.4 | 349.3 | 329.3 | 335.1 | Sum of above |  | 790.7697 | 0 | 1030.1577 | 1444.7826 | 2044.3014 | 2817.7334 | 3882.9115 | 4819.456 | 5890.1122 | 6842.9324 | 7928.9892 |  | 9159.4097
|  | Share of Renewables | [46 empty] | 0.03666 | 0 | 0.040883 | 0.05269 | 0.060426 | 0.061888 | 0.060762 | 0.058513 | 0.052608 | 0.046576 | 0.038709
|  | Electricity exports | [45 empty] | 0 | 0 | 0 | -5.464 | 4.5475e-13 | 2.2737e-13 | -4.5475e-13 | -4.5475e-13 | 0 | 9.0949e-13 | 9.0949e-13 | 9.0949e-13 | REFERENCED
|  | Electricity used in India, before losses | [45 empty] | 0 | 790.7697 | 0 | 1024.6938 | 1444.7826 | 2044.3014 | 2817.7334 | 3882.9115 | 4819.456 | 5890.1122 | 6842.9324 | 7928.9892
[49 empty] | 0 | 0 | 0 | 0 | 0 | 0 | 0 | 0 | 0 | 0 | 0
|  | GW installed capacity | [46 empty] | 2007 |  | 2012 | 2017 | 2022 | 2027 | 2032 | 2037 | 2042 | 2047 | 2052
| I.a | Gas Power Stations | [39 empty] | 63.6 | 63.6 | 63.7 | 64.5 | 69.3 | Dukes 5.7 Conventional steam stations + Combined cycle gas turbine stations |  | 0 | 0 | 18.381 | 20.919 | 20.919 | 20.919 | 20.919 | 20.919 | 20.919 | 20.919 | 20.919
| I.b | Coal power stations | [44 empty] | no bio in Dukes |  | 82 | 0 | 125.0233 | 175.2914 | 165.9236 | 152.3836 | 137.6836 | 124.9261 | 109.5351 | 98.0501 | 60.1511
| I.c | Carbon Capture Storage (CCS) | [46 empty] | 0 | 0 | 0 | 0 | 0 | 0 | 1 | 2 | 5 | 7 | 10
| I.d | Electricity Balancing Requirement | [46 empty] | 11.5064 | 0 | 0 | 2.6629 | 91.9766 | 210.4292 | 371.6657 | 512.9158 | 679.1342 | 830.4234 | 1027.5079
| II | Nuclear power | [46 empty] | 4.04 | 0 | 4.68 | 9.98 | 9.66 | 9.66 | 9.46 | 9.02 | 8.8 | 8.36 | 8.36
| III | Hydro Power Generation | [39 empty] | 11 | 11 | 11 | 10.9 | 10.9 | Dukes 5.7 Nuclear stations |  | 34.65 | 0 | 41 | 49 | 49 | 49 | 49 | 49 | 49 | 49 | 49
| IV.a | Solar PV | [44 empty] | Wind not split in Dukes |  | 0 | 0 | 0.941 | 4.941 | 10.941 | 18.941 | 26.941 | 33.941 | 38 | 37 | 32
| IV.b | Solar CSP | [46 empty] | 0 | 0 | 0 | 1 | 3 | 5 | 7.5 | 9.5 | 10.5 | 9.5 | 7.5
| IV.c.1 | Onshore Wind | [39 empty] | 1.4 | 1.4 | 1.5 | 1.5 | 1.5 | Dukes 5.7 Hydro-electric stations: Natural flow |  | 7.094 | 0 | 10.353 | 18.853 | 28.853 | 38.853 | 51.353 | 56.759 | 58.5 | 60 | 58
| IV.c.2 | Offshore Wind | [46 empty] | 0 | 0 | 0 | 0 | 0.5 | 1 | 1.5 | 2.5 | 3.5 | 4 | 4
| IV.d | Small Hydro | [46 empty] | 1.9756 | 0 | 3.3856 | 4.8856 | 6.5856 | 7.5856 | 8.5856 | 9.0856 | 8.96 | 9.0406 | 9.0406
| V.a | Biomass | [46 empty] | 1.0101 | 0 | 1.3897 | 1.5855 | 1.7814 | 1.9773 | 2.1732 | 2.3691 | 2.565 | 2.7609 | 2.9567
| VI.a | Waste to Electricity | [44 empty] | Other renewables not split in Dukes |  | 0 | 0 | 0 | 0 | 0 | 0 | 0 | 0 | 0 | 0 | 0
[49 empty] | 0 | 0 | 0 | 0 | 0 | 0 | 0 | 0 | 0 | 0 | 0
| VII.c | Standby / peaking gas | [46 empty] | 0 | 0 | 0 | 0 | 0 | 0 | 0 | 0 | 0 | 0 | 0
|  | Total generation | [39 empty] | 74.996 | 75.9786 | 76.7824 | 77.6753 | 83.1968 |  |  | 142.2762 | 0 | 186.7726 | 268.1995 | 368.2213 | 494.8298 | 666.8621 | 812.0166 | 973.4943 | 1115.135 | 1268.5164
Emissions
Emissions as % of base year, adjusted so that 2007 matches actuals
[49 empty] | Base Emissions |  | 2012: Least Effort Scenario; 2017: Your Pathway; 2022: Least Effort; 2027: Your Pathway
|  | Generation | [46 empty] | 784.1693 |  | 2012: 5854.0817; 2017: 5854.0817; 2022: 7.4653; 2027: 7.4653
|  | Lighting & Appliances | [46 empty] | 1.833 |  | 2012: 0.15321; 2017: 0.15321; 2022: 0.083585; 2027: 0.083585
|  | Industry | [46 empty] | 982.2829 |  | 2012: 5532.528; 2017: 5532.528; 2022: 5.6323; 2027: 5.6323
|  | Transport | [46 empty] | 221.706 |  | 2012: 1690.8392; 2017: 1690.8392; 2022: 7.6265; 2027: 7.6265
|  | Cooking | [46 empty] | 16.2609 |  | 2012: 184.2336; 2017: 184.2336; 2022: 11.3299; 2027: 11.3299
|  | Agriculture | [46 empty] | 27.036 |  | 2012: 103.8192; 2017: 103.8192; 2022: 3.84; 2027: 3.84
|  | Telecom | [46 empty] | 10.2423 |  | 2012: 33.3593; 2017: 33.3593; 2022: 3.257; 2027: 3.257
|  | Bio Energy | [46 empty] | -317.7449 |  | 2012: -312.1118; 2017: -312.1118; 2022: -0.98227; 2027: -0.98227
|  | Total | [46 empty] | 1725.7855 |  | 2012: 13532.3618; 2017: 13086.9025; 2022: 7.8413; 2027: 7.5832
Excluding international bunkers
Adjustment factor:
| Emissions by sector |  |  | Sector | [44 empty] | 2007 |  | 2012 | 2017 | 2022 | 2027 | 2032 | 2037 | 2042 | 2047 | 2052
| I |  |  | Hydrocarbon fuel power generation | [44 empty] | 595.0662 |  | 784.1693 | 1077.3495 | 1588.2702 | 2251.6991 | 3180.5599 | 4005.6499 | 4971.7137 | 5854.0817 | 6857.2397
| II |  |  | Nuclear power generation | [44 empty] | 0 |  | 0 | 0 | 0 | 0 | 0 | 0 | 0 | 0 | 0
| III |  |  | Hydro Electric Power Generation | [44 empty] | 0 |  | 0 | 0 | 0 | 0 | 0 | 0 | 0 | 0 | 0
| IV |  |  | National renewable power generation | [44 empty] | 0 |  | 0 | 0 | 0 | 0 | 0 | 0 | 0 | 0 | 0
| V |  |  | Bioenergy | [44 empty] | -313.8937 |  | -317.7449 | -316.4994 | -315.4661 | -314.6889 | -314.2324 | -313.9948 | -312.9239 | -312.1118 | -311.8493
| VI |  |  | Waste | [44 empty] | 0 |  | 0 | 0 | 0 | 0 | 0 | 0 | 0 | 0 | 0
| VII |  |  | Electricity distribution, storage, and balancing | [44 empty] | 0 |  | 0 | 0 | 0 | 0 | 0 | 0 | 0 | 0 | 0
[49 empty] | 0 |  | 0 | 0 | 0 | 0 | 0 | 0 | 0 | 0 | 0
| IX |  |  | Buildings | [44 empty] | 0 |  | 0 | 0 | 0 | 0 | 0 | 0 | 0 | 0 | 0
| X |  |  | Lighting and appliances | [44 empty] | 1.994 |  | 1.833 | 1.5594 | 1.2521 | 0.8996 | 0.51207 | 0.41077 | 0.2896 | 0.15321 | 0
| XI |  |  | Industry | [44 empty] | 658.6278 |  | 982.2829 | 1349.3894 | 1929.0189 | 2590.0594 | 3324.2857 | 4109.8305 | 4854.8044 | 5532.528 | 6218.3944
| XII |  |  | Transport | [44 empty] | 221.706 |  | 221.706 | 332.7234 | 482.0977 | 665.9782 | 892.1918 | 1159.1376 | 1412.0432 | 1690.8392 | 2002.9666
| XIII |  |  | Cooking | [44 empty] | 10.7045 |  | 16.2609 | 24.2395 | 35.9335 | 52.7514 | 195.3974 | 103.0792 | 137.8063 | 184.2336 | 246.3033
| XIV |  |  | Agriculture | [44 empty] | 20.879 |  | 27.036 | 37.2107 | 50.9955 | 68.1865 | 85.7049 | 91.5871 | 98.6988 | 103.8192 | 109.5639
| XV |  |  | Fossil fuel production | [44 empty] | 0 |  | 0 | 0 | 0 | 0 | 0 | 0 | 0 | 0 | 0
| XVI |  |  | Telecom | [44 empty] | 3.0727 |  | 10.2423 | 11.969 | 14.3061 | 18.615 | 21.9403 | 23.4752 | 26.3751 | 33.3593 | 47.3208
| XVII |  |  | Transfer | [44 empty] | 0 |  | 0 | 0 | 0 | 0 | 0 | 0 | 0 | 0 | 0
|  |  |  | Total | [44 empty] | 1198.1565 |  | 1725.7855 | 2517.9416 | 3786.4078 | 5333.5002 | 7386.3598 | 9179.1755 | 11188.8072 | 13086.9025 | 15169.9395
|  |  |  | Emissions in the time period (up to and including year above) | [44 empty] | 0 |  | 8349.7225 | 11005.3956 | 16395.1065 | 23573.3161 | 32826.0798 | 42310.2462 | 51924.7726 | 61638.3218 | 71683.6233 | REFERENCED - All costs
| Modelled emissions |  |  | Cumulative emissions | [44 empty] | 0 |  | 8349.7225 | 19355.1182 | 35750.2247 | 59323.5408 | 92149.6206 | 134459.8668 | 186384.6394 | 248022.9612 | 319706.5845
|  | IPCC Sector |  | Actuals, GHG Inv. | [21 empty] | 1990 | 1991 | 1992 | 1993 | 1994 | 1995 | 1996 | 1997 | 1998 | 1999 | 2000 | 2001 | 2002 | 2003 | 2004 | 2005 | 2006 | 2007 | 2008 | 2009 | 2010 | [12 empty] | Mt CO2e
| 1A | Fuel Combustion | [23 empty] | 574.321 | 584.0744 | 567.7756 | 553.3375 | 546.2327 | 536.0203 | 556.6264 | 534.7489 | 538.7547 | 530.6657 | 539.0005 | 552.1914 | 536.2169 | 545.6418 | 546.9153 | 542.8024 | 542.6567 | 534.0257 | 522.9479 | 475.6018 | 492.7503 | UNFCCC Inventory Submissions 2012 [GBR-2012-2010-v1.2.xls] Summary2 'SUMMARY REPORT FOR CO2 EQUIVALENT EMISSIONS' - http://unfccc.int/national_reports/annex_i_ghg_inventories/national_inventories_submissions/items/6598.php |  | 1179.6636 |  | 1542.1466 | 2147.7772 | 3123.0584 | 4334.5444 | 6022.4992 | 7426.7603 | 9076.9973 | 10640.0518 | 12381.6493
| 1B | Fugitive Emissions from Fuels | [23 empty] | 35.2834 | 35.183 | 35.2898 | 34.031 | 28.3248 | 31.0424 | 30.4733 | 27.6202 | 25.3974 | 22.3083 | 20.537 | 20.0197 | 19.4048 | 16.0785 | 15.7369 | 14.9923 | 13.5109 | 12.9297 | 11.8792 | 12.0401 | 11.6464 | UNFCCC Inventory Submissions 2012 [GBR-2012-2010-v1.2.xls] Summary2 'SUMMARY REPORT FOR CO2 EQUIVALENT EMISSIONS' - http://unfccc.int/national_reports/annex_i_ghg_inventories/national_inventories_submissions/items/6598.php |  | 0 |  | 0 | 0 | 0 | 0 | 0 | 0 | 0 | 0 | 0
| 1 | Fuel Combustion | [23 empty] | 609.6043 | 619.2574 | 603.0655 | 587.3686 | 574.5575 | 567.0627 | 587.0997 | 562.3691 | 564.1522 | 552.9739 | 559.5375 | 572.2111 | 555.6217 | 561.7204 | 562.6521 | 557.7947 | 556.1676 | 546.9555 | 534.8271 | 487.6419 | 504.3967 | UNFCCC Inventory Submissions 2012 [GBR-2012-2010-v1.2.xls] Summary2 'SUMMARY REPORT FOR CO2 EQUIVALENT EMISSIONS' - http://unfccc.int/national_reports/annex_i_ghg_inventories/national_inventories_submissions/items/6598.php |  | 1179.6636 |  | 1542.1466 | 2147.7772 | 3123.0584 | 4334.5444 | 6022.4992 | 7426.7603 | 9076.9973 | 10640.0518 | 12381.6493
| 2 | Industrial Processes | [23 empty] | 54.1486 | 52.476 | 47.0936 | 43.7833 | 46.2005 | 46.4381 | 48.2063 | 50.5097 | 48.9556 | 32.3943 | 31.677 | 30.0928 | 28.1772 | 30.0267 | 30.292 | 30.6192 | 29.9275 | 31.6166 | 30.8019 | 25.4785 | 26.8115 | UNFCCC Inventory Submissions 2012 [GBR-2012-2010-v1.2.xls] Summary2 'SUMMARY REPORT FOR CO2 EQUIVALENT EMISSIONS' - http://unfccc.int/national_reports/annex_i_ghg_inventories/national_inventories_submissions/items/6598.php |  | 0 |  | 0 | 0 | 0 | 0 | 0 | 0 | 0 | 0 | 0
| 3 | Solvent and Other Product Use | [23 empty] | NE,NO | NE,NO | NE,NO | NE,NO | NE,NO | NE,NO | NE,NO | NE,NO | NE,NO | NE,NO | NE,NO | NE,NO | NE,NO | NE,NO | NE,NO | NE,NO | NE,NO | NE,NO | NE,NO | NE,NO | NE,NO | UNFCCC Inventory Submissions 2012 [GBR-2012-2010-v1.2.xls] Summary2 'SUMMARY REPORT FOR CO2 EQUIVALENT EMISSIONS' - http://unfccc.int/national_reports/annex_i_ghg_inventories/national_inventories_submissions/items/6598.php |  | 0 |  | 0 | 0 | 0 | 0 | 0 | 0 | 0 | 0 | 0
| 4 | Agriculture | [23 empty] | 57.5015 | 57.2464 | 57.0647 | 56.3498 | 56.4826 | 56.063 | 56.4387 | 56.1999 | 55.5638 | 54.8901 | 52.8933 | 50.0945 | 50.079 | 49.6465 | 49.9126 | 50.2049 | 48.5735 | 47.1454 | 46.4907 | 45.8083 | 46.2014 | UNFCCC Inventory Submissions 2012 [GBR-2012-2010-v1.2.xls] Summary2 'SUMMARY REPORT FOR CO2 EQUIVALENT EMISSIONS' - http://unfccc.int/national_reports/annex_i_ghg_inventories/national_inventories_submissions/items/6598.php |  | 0 |  | 0 | 0 | 0 | 0 | 0 | 0 | 0 | 0 | 0
| 5 | Land Use, Land-Use Change and Forestry | [23 empty] | 3.893 | 3.8686 | 3.3433 | 2.2266 | 2.0533 | 2.4655 | 2.1813 | 1.9201 | 1.2406 | 1.062 | 0.37726 | -0.11419 | -0.93459 | -1.2868 | -2.3579 | -2.9449 | -3.0969 | -3.4836 | -3.8824 | -4.2078 | -3.8424 | UNFCCC Inventory Submissions 2012 [GBR-2012-2010-v1.2.xls] Summary2 'SUMMARY REPORT FOR CO2 EQUIVALENT EMISSIONS' - http://unfccc.int/national_reports/annex_i_ghg_inventories/national_inventories_submissions/items/6598.php |  | 0 |  | 0 | 0 | 0 | 0 | 0 | 0 | 0 | 0 | 0
| 6 | Waste | [23 empty] | 46.0054 | 45.1063 | 43.8023 | 42.3989 | 41.1755 | 40.0807 | 39.0452 | 35.9462 | 33.9039 | 31.177 | 29.4224 | 26.0008 | 23.9141 | 21.0585 | 19.5385 | 19.0371 | 18.6409 | 18.2716 | 17.7121 | 17.1984 | 16.612 | UNFCCC Inventory Submissions 2012 [GBR-2012-2010-v1.2.xls] Summary2 'SUMMARY REPORT FOR CO2 EQUIVALENT EMISSIONS' - http://unfccc.int/national_reports/annex_i_ghg_inventories/national_inventories_submissions/items/6598.php |  | 0 |  | 0 | 0 | 0 | 0 | 0 | 0 | 0 | 0 | 0
| 7 | Other | [44 empty] | UNFCCC Inventory Submissions 2012 [GBR-2012-2010-v1.2.xls] Summary2 'SUMMARY REPORT FOR CO2 EQUIVALENT EMISSIONS' - http://unfccc.int/national_reports/annex_i_ghg_inventories/national_inventories_submissions/items/6598.php |  | 0 |  | 0 | 0 | 0 | 0 | 0 | 0 | 0 | 0 | 0 | bar: 1990 to 2010
| X1 | International Aviation and Shipping | [23 empty] | 0 | 0 | 0 | 0 | 0 | 0 | 0 | 0 | 0 | 0 | 0 | 0 | 0 | 0 | 0 | 0 | 0 |  |  |  |  | Calculation |  | 0 |  | 0 | 0 | 0 | 0 | 0 | 0 | 0 | 0 | 0
| X2 | Bioenergy credit | [23 empty] | 0 | 0 | 0 | 0 | 0 | 0 | 0 | 0 | 0 | 0 | 0 | 0 | 0 | 0 | 0 | 0 | 0 | 0 | 0 | 0 | 0 | UNFCCC Inventory Submissions 2012 [GBR-2012-2010-v1.2.xls] Summary2 'SUMMARY REPORT FOR CO2 EQUIVALENT EMISSIONS' - http://unfccc.int/national_reports/annex_i_ghg_inventories/national_inventories_submissions/items/6598.php |  | 0 |  | 0 | 0 | 0 | 0 | 0 | 0 | 0 | 0 | 0
| X3 | Carbon capture | [23 empty] | 0 | 0 | 0 | 0 | 0 | 0 | 0 | 0 | 0 | 0 | 0 | 0 | 0 | 0 | 0 | 0 | 0 | 0 | 0 | 0 | 0 | UNFCCC Inventory Submissions 2012 [GBR-2012-2010-v1.2.xls] Summary2 'SUMMARY REPORT FOR CO2 EQUIVALENT EMISSIONS' - http://unfccc.int/national_reports/annex_i_ghg_inventories/national_inventories_submissions/items/6598.php |  | 0 |  | 0 | 0 | 0 | 0 | -5.9902 | -11.9804 | -29.0435 | -40.6609 | -56.3785
|  | Total | [23 empty] | 795.9357 | 802.4755 | 780.6853 | 759.5204 | 747.7894 | 740.8889 | 763.8907 | 740.0139 | 739.9402 | 708.0014 | 711.5094 | 715.3043 | 691.7661 | 697.8282 | 700.4522 | 698.3081 | 696.6613 | [6 empty] | 1179.6636 |  | 1542.1466 | 2147.7772 | 3123.0584 | 4334.5444 | 6016.509 | 7414.7799 | 9047.9538 | 10599.391 | 12325.2707 | REFERENCED - All costs
Please note: emissions by sector need to account for bio-energy, which is accounted for seperately (in V).
Cumulative emissions are estimates based on a linear trajectory between the 5 year time periods
| Targets | [47 empty] | 2052 target |  | 2020 target |  | 2052 target | 2020 target |  | Actuals, as % of 2007, modelled
|  |  |  | Base year (1990) | [44 empty] | (20% of base) |  | (66% of base) |  | % of 2007 | % of 2007 |  |  | 2020 | 2030 | 2050
Kyoto agreed sectors
International bunkers (CO2 only)
Total
Target, for chart
|  | Dummy, for chart | [46 empty] | 0% |  | 0% | 0% | 0% | 0% | 0% | 0% | 0% | 0% | 0%
Bio-energy - Production and Use
Production
| Domestic | [47 empty] | 2007 |  | 2012 | 2017 | 2022 | 2027 | 2032 | 2037 | 2042 | 2047 | 2052
| V.a | V.03 | Solid hydrocarbons | [30 empty] | 11.2811 | 11.5129 | 9.983 | 10.7253 | 11.7832 | 11.9234 | 8.2293 | 13.5652 | 13.108 | 14.1104 | 15.681 | 18.7866 | 19.9599 | DUKES - Commodity balances, production of wood waste, wood, poultry litter, meal and bone, and farm waste, and straw, SRC, and other plant-based biomass
| V.a | V.04 | Liquid hydrocarbons | [30 empty] | 0 | 0 | 0 | 0 | 0 | 0 | 0 | 0.093136 | 2.6918 | 4.5999 | 3.5167 | 2.6292 | 3.539 | DUKES - Commodity balances, production of liquid biofuels
| V.a | V.05 | Gaseous hydrocarbons | [30 empty] | 4.6799 | 6.6524 | 8.503 | 9.7206 | 10.3751 | 12.6546 | 17.4844 | 18.9159 | 19.2448 | 20.2946 | 20.9126 | 21.9233 | 22.8956 | DUKES - Commodity balances, production of sewage gas and landfill gas |  | 9.1778 |  | 10.3058 | 11.346 | 12.3863 | 13.4265 | 14.4667 | 14.832 | 15.2066 | 15.5905 | 15.9842
Domestic
| V.b | V.03 | Solid hydrocarbons | [30 empty] | 0 | 0 | 0 | 0 | 0 | 1.2843 | 4.6753 | 4.8933 | 5.78 | 4.3985 | 5.0331 | 4.9172 | 8.7566 | DUKES - Commodity balances, imports of wood waste, wood, poultry litter, meal and bone, and farm waste, and straw, SRC, and other plant-based biomass
| V.b | V.04 | Liquid hydrocarbons | [30 empty] | 0 | 0 | 0 | 0 | 0 | 0 | 0 | 0.76808 | 0.62143 | 0.88383 | 6.3622 | 9.4485 | 11.5272 | DUKES - Commodity balances, imports of liquid biofuels |  | 0 |  | 0.13142 | 3.0141 | 6.6403 | 11.1746 | 16.858 | 23.8124 | 32.2828 | 42.4433 | 54.6569
| V.b | V.05 | Gaseous hydrocarbons | [30 empty] | 0 | 0 | 0 | 0 | 0 | 0 | 0 | 0 | 0 | 0 | 0 | 0 | 0 | DUKES - Commodity balances, imports of sewage gas and landfill gas
Domestic
| V.e | V.03 | Solid hydrocarbons | [30 empty] | 11.2811 | 11.5129 | 9.983 | 10.7253 | 11.7832 | 13.2077 | 12.9045 | 18.4585 | 18.888 | 18.5089 | 20.7142 | 23.7039 | 28.7164 | Calculation |  | 937.2336 |  | 948.4098 | 947.5049 | 946.6399 | 945.8151 | 945.0309 | 944.2878 | 939.9735 | 935.1007 | 930.228
| V.e | V.04 | Liquid hydrocarbons | [30 empty] | 0 | 0 | 0 | 0 | 0 | 0 | 0 | 0.86122 | 3.3132 | 5.4837 | 9.879 | 12.0776 | 15.0662 | Calculation
| V.e | V.05 | Gaseous hydrocarbons | [30 empty] | 4.6799 | 6.6524 | 8.503 | 9.7206 | 10.3751 | 12.6546 | 17.4844 | 18.9159 | 19.2448 | 20.2946 | 20.9126 | 21.9233 | 22.8956 | Calculation
Domestic Production from Waste
| VI.a | V.03 | Solid hydrocarbons | [30 empty] | 11.2811 | 11.5129 | 9.983 | 10.7253 | 11.7832 | 13.2077 | 12.9045 | 18.4585 | 18.888 | 18.5089 | 20.7142 | 23.7039 | 28.7164 | Calculation |  | 0 |  | 0 | 0 | 0 | 0 | 0 | 0 | 0 | 0 | 0
| VI.a | V.04 | Liquid hydrocarbons | [30 empty] | 0 | 0 | 0 | 0 | 0 | 0 | 0 | 0.86122 | 3.3132 | 5.4837 | 9.879 | 12.0776 | 15.0662 | Calculation
| VI.a | V.05 | Gaseous hydrocarbons | [30 empty] | 4.6799 | 6.6524 | 8.503 | 9.7206 | 10.3751 | 12.6546 | 17.4844 | 18.9159 | 19.2448 | 20.2946 | 20.9126 | 21.9233 | 22.8956 | Calculation |  | 0 |  | 0 | 0 | 0 | 0 | 0 | 0 | 0 | 0 | 0
Total from Bio Energy and Waste
| V | V.03 | Solid hydrocarbons | [30 empty] | 11.2811 | 11.5129 | 9.983 | 10.7253 | 11.7832 | 13.2077 | 12.9045 | 18.4585 | 18.888 | 18.5089 | 20.7142 | 23.7039 | 28.7164 | Calculation |  | 937.2336 |  | 948.4098 | 947.5049 | 946.6399 | 945.8151 | 945.0309 | 944.2878 | 939.9735 | 935.1007 | 930.228
| V | V.04 | Liquid hydrocarbons | [30 empty] | 0 | 0 | 0 | 0 | 0 | 0 | 0 | 0.86122 | 3.3132 | 5.4837 | 9.879 | 12.0776 | 15.0662 | Calculation |  | 0 |  | 0.13142 | 3.0141 | 6.6403 | 11.1746 | 16.858 | 23.8124 | 32.2828 | 42.4433 | 54.6569
| V | V.05 | Gaseous hydrocarbons | [30 empty] | 4.6799 | 6.6524 | 8.503 | 9.7206 | 10.3751 | 12.6546 | 17.4844 | 18.9159 | 19.2448 | 20.2946 | 20.9126 | 21.9233 | 22.8956 | Calculation |  | 9.1778 |  | 10.3058 | 11.346 | 12.3863 | 13.4265 | 14.4667 | 14.832 | 15.2066 | 15.5905 | 15.9842
Hydro-carbon use by sector and Bio-energy share | [48 empty] | Please note: Bio-energy is not assigned to sectors but is assumed to replace fossil fuels up to maximum demand
Solid Hydrocarbon consumption
| V | Share of solid biomass to total solid hydrocarbon consumption
| I.b | Coal power stations | [32 empty] | 0 | 0 | 0 | 0 | 0 | 0 | 0 | 0 | 0 | 0 | 0 | 0 | n/a
| I.a | Gas Power Stations | [32 empty] | 0 | 0 | 0 | 0 | 0 | 0 | 0 | 0 | 0 | 0 | 0 | 0 | DUKES - Electricity fuel use, generation and supply
| XI | Industry | [32 empty] | 113.5553 | 117.004 | 114.168 | 112.6194 | 112.1681 | 113.9677 | 118.5182 | 117.2874 | 116.4151 | 116.855 | 103.0707 | 106.6045 | DUKES - Aggregate energy balances, industry, coal
| IX | [33 empty] | 24.4207 | 17.4516 | 17.5053 | 11.855 | 9.6036 | 8.6861 | 5.8831 | 5.1937 | 5.8496 | 6.1891 | 6.6018 | 6.5409 | DUKES - Aggregate energy balances, domestic coal
Liquid Hydrocarbon consumption
| V | Share of Bioliquids to total liquid hydrocarbon consumption
| XII | Transport | [32 empty] | #N/A | #N/A | #N/A | #N/A | #N/A | #N/A | #N/A | #N/A | #N/A | #N/A | #N/A | #N/A | Energy consumption in the UK, Transport, Table 2.1, total petroleum use
| XI | Industry | [32 empty] | 73.0015 | 76.157 | 72.2133 | 58.0469 | 56.9393 | 53.5809 | 55.7339 | 59.858 | 60.4447 | 59.7459 | 52.7751 | 55.6346 | DUKES - aggregate energy balances, industry liquid hydrocarbons
| XV.a | Domestic Gas Production | [32 empty] | 68.3782 | 64.8508 | 63.0446 | 70.2919 | 67.5058 | 67.5535 | 69.4579 | 60.0512 | 57.2469 | 58.5716 | 53.8043 | 54.9892 | DUKES aggregate energy balances, petroleum refinaries petroleum products use
Gaseous Hydrocarbon consumption
| V | Share of Biogas to total gaseous hydrocarbon consumption
| X.a | Domestic Lighting & Appliances | [39 empty] | 254.0915 | 241.4598 | 254.5511 | 251.6905 |  | Energy consumption in UK, domestic gas space heating
| X.b | Commercial Lighting & Appliances | [39 empty] | 75.2654 | 72.4365 | 70.4353 | 61.6848 |  | Energy consumption in UK, commercial gas space heating
| XI | Industry | [32 empty] | 68.1931 | 84.8391 | 76.9735 | 62.6158 | 69.0146 | 68.2618 | 68.961 | 73.3139 | 75.5279 | 74.2142 | 59.8751 | 59.9109 | DUKES - 1.2 and 2.5
| I.a | Gas Power Stations | [32 empty] | 0 | 0 | 0 | 0 | 0 | 0 | 0 | 0 | 0 | 0 | 0 | 0 | DUKES - Electricity fuel use, generation and supply
| I.b | Coal power stations | [32 empty] | 0 | 0 | 0 | 0 | 0 | 0 | 0 | 0 | 0 | 0 | 0 | 0 | n/a
|  | Bio type | Column1 | Column2 | Column22 | Column23 | Column24 | Column25 | Column26 | Column27 | Column28 | Column29 | Column30 | Column31 | Column32 | Column33 | Column34 | Column35 | Column36 | Column37 | Column38 | Column39 | Column40 | Column41 | Column42 | Column43 | Column44 | Column45 | Column46 | Column47 | Column48 | Column49 | Column50 | Column51 | Column52 | Column53 | Column54 | Column55 | Column56 | Column57 | Column58 | Column59 | Column60 | Column61 | Column612 | Column62 | Column63 | Column3 | 2007 | 2008 | 2012 | 2017 | 2022 | 2027 | 2032 | 2037 | 2042 | 2047 | 2052
Solid | bar: n/a 2007; n/a 2012 to n/a 2052
Liquid | bar: n/a 2007; n/a 2012 to n/a 2052
Gas | bar: n/a 2007; n/a 2012 to n/a 2052
Electricity Generation Emissions
| Emissions from Electricity Generation, exlcuding CHP | [47 empty] | 2007 |  | 2012 | 2017 | 2022 | 2027 | 2032 | 2037 | 2042 | 2047 | 2052
Power Generation
CCS in Power
Bioenergy in Gas Power
Bioenergy in Solid BM Power
Bioenergy in Solid HC CCS Power
Bioenergy in Gas CCS Power
Total Emissions from Power
Emissions reclassified
| 1 | Fuel Combustion
| X2 | Bioenergy credit
| X3 | Carbon capture
Total
| Emissions intensity |  | MtCO2e/TWh
gCO2e/KWh
Note: Emissions from CHP are excluded, while emissions from district heating are included.
Primary supply, format for web-based interface
| N.01 | Nuclear fission | 0 | 0 | [43 empty] | 0 | 80.9477 |  | 93.7712 | 199.965 | 193.5533 | 193.5533 | 189.546 | 180.7299 | 176.3218 | 167.5057 | 167.5057
| R.01 | Solar | 0 | 0 | [43 empty] | 0 | 0 |  | 1.5673 | 10.9115 | 27.2655 | 48.893 | 74.077 | 96.0312 | 108.3126 | 106.2785 | 92.93
| R.02 | Wind | 0 | 0 | [43 empty] | 0 | 12.4372 |  | 18.7222 | 36.6049 | 59.9663 | 84.3358 | 115.4989 | 136.9861 | 151.0382 | 161.1629 | 161.9518
| R.03 | Tidal | 0 | 0 | [43 empty] | 0 | 0 |  | 0 | 0 | 0 | 0 | 0 | 0 | 0 | 0 | 0
| R.04 | Wave | 0 | 0 | [43 empty] | 0 | 0 |  | 0 | 0 | 0 | 0 | 0 | 0 | 0 | 0 | 0
| R.05 | Geothermal | 0 | 0 | [43 empty] | 0 | 0 |  | 0 | 0 | 0 | 0 | 0 | 0 | 0 | 0 | 0
| R.06 | Hydro | 0 | 0 | [43 empty] | 0 | 128.5106 |  | 155.8439 | 189.4176 | 195.7511 | 199.5643 | 203.4652 | 205.4375 | 205.7159 | 206.6043 | 207.196
| Y.02 | Electricity oversupply (imports) | 0 | 0 | [43 empty] | 0 | 1 |  | 0 | 14 | 21 | 31 | 40 | 49 | 55 | 55 | 55
| R.07 | Environmental heat | 0 | 0 | [43 empty] | 0 | 222.8955 |  | 268.4406 | 450.899 | 497.5361 | 557.3463 | 622.587 | 668.1847 | 696.3885 | 696.5514 | 684.5836
|  | Bio Energy | 0 | 0 | [43 empty] | 0 | 0 |  | 0 | 0 | 0 | 0 | 0 | 0 | 0 | 0 | 0
|  | Coal | 0 | 0 | [43 empty] | 0 | 2003.3688 |  | 2704.3935 | 3143.1914 | 3584.1508 | 3874.5049 | 3958.4825 | 4025.5715 | 3406.6022 | 2878.2637 | 2435.1118
|  | Oil | 0 | 0 | [43 empty] | 0 | 1235.4943 |  | 1459.1774 | 2094.1308 | 3065.9674 | 4157.6318 | 5448.0547 | 6933.9942 | 8427.2255 | 10106.2604 | 12020.7419
|  | Natural gas | 0 | 0 | [43 empty] | 0 | 296.542 |  | 449.1921 | 507.0926 | 548.561 | 586.5732 | 641.5416 | 680.5419 | 722.9297 | 769.0713 | 803.223
|  | Total Primary Supply | 0 | 0 | [43 empty] | 0 | 430.8702 |  | 581.2481 | 921.3236 | 1089.3246 | 1260.1738 | 1472.0196 | 1708.502 | 1969.556 | 2252.8472 | 2577.2839
|  | Imported Hydrocarbons |  | 0 | [43 empty] | 0 | 1557.9677 |  | 3397.9003 | 4231.0148 | 5060.1368 | 6162.4048 | 7460.1449 | 8950.6569 | 10449.0629 | 12125.1861 | 14048.912
[58 empty] | % imported | 545.1%
|  | Primary demand | [45 empty] | 0 | 3938.8707 |  | 4868.1773 | 6504.8091 | 8643.3681 | 11195.2326 | 14288.3256 | 17496.3009 | 20783.7033 | 24015.9167 | 27635.2614
Electricity, format for web-based interface
| V.01 | [47 empty] | 2007 |  | 2012 | 2017 | 2022 | 2027 | 2032 | 2037 | 2042 | 2047 | 2052 | TWh
| X.a | Domestic Lighting & Appliances | [46 empty] | 117.7524 |  | 162.8229 | 294.1978 | 488.1202 | 762.1383 | 1157.912 | 1452.2442 | 1803.3634 | 2203.8938 | 2671.8455
| X.b | Commercial Lighting & Appliances | [46 empty] | 69.8186 |  | 69.8185 | 115.3951 | 190.7404 | 315.3108 | 521.2826 | 689.4051 | 911.7499 | 970.1753 | 1032.3445
| XII.a | Domestic passenger transport | [46 empty] | 7.8046 |  | 7.8046 | 9.9812 | 12.6777 | 15.1831 | 17.978 | 20.9964 | 23.918 | 26.47 | 28.24
| XII.b | Domestic freight | [46 empty] | 6.371 |  | 6.371 | 9.4069 | 13.1408 | 17.6101 | 22.8926 | 28.4049 | 30.8764 | 33.4848 | 35.9467
| XIII.a | Domestic Cooking | [46 empty] | 0.3066 |  | 0.40568 | 1.9119 | 3.0737 | 5.9878 | 10.9243 | 14.6052 | 19.2214 | 25.3784 | 29.2477
| XIII.b | Commercial Cooking | [46 empty] | 0 |  | 0 | 0 | 0 | 0 | 0 | 0 | 0 | 0 | 0
| XIV | Agriculture | [46 empty] | 99.549 |  | 135.8436 | 188.775 | 262.3257 | 335.7407 | 428.7781 | 506.9106 | 599.2678 | 658.5675 | 723.7193
| XVI | Telecom | [46 empty] | 2.3668 |  | 7.8894 | 11.3399 | 16.1172 | 21.5684 | 30.5503 | 43.3913 | 61.0882 | 81.7498 | 115.9637
| XV.a | Domestic Gas Production | [46 empty] | 0 |  | 0 | 0 | 0 | 0 | 0 | 0 | 0 | 0 | 0
| XV.b | Domestic Coal Production | [46 empty] | 0 |  | 0 | 0 | 0 | 0 | 0 | 0 | 0 | 0 | 0
| XV.c | Domestic Oil Production
| XVII.a | Fossil Fuel Transfer
| XI | Industry | [46 empty] | 291.7178 |  | 401.235 | 503.1177 | 638.2062 | 792.4819 | 966.1785 | 1200.6228 | 1462.2793 | 1752.1756 | 2061.2613
|  | Total | [46 empty] | 595.6868 |  | 792.1907 | 1134.1255 | 1624.4019 | 2266.0212 | 3156.4965 | 3956.5806 | 4911.7645 | 5751.8953 | 6698.5687
|  | Transport | [46 empty] | 14.1756 |  | 14.1756 | 19.3881 | 25.8185 | 32.7932 | 40.8706 | 49.4013 | 54.7944 | 59.9548 | 64.1866
|  | Industry | [46 empty] | 291.7178 |  | 401.235 | 503.1177 | 638.2062 | 792.4819 | 966.1785 | 1200.6228 | 1462.2793 | 1752.1756 | 2061.2613
|  | Cooking | [46 empty] | 0.3066 |  | 0.40568 | 1.9119 | 3.0737 | 5.9878 | 10.9243 | 14.6052 | 19.2214 | 25.3784 | 29.2477
|  | Lighting & appliances | [46 empty] | 187.5709 |  | 232.6415 | 409.5929 | 678.8605 | 1077.4491 | 1679.1947 | 2141.6493 | 2715.1133 | 3174.0691 | 3704.19
|  | Telecom | [46 empty] | 99.549 |  | 135.8436 | 188.775 | 262.3257 | 335.7407 | 428.7781 | 506.9106 | 599.2678 | 658.5675 | 723.7193
|  | Agriculture | [46 empty] | 2.3668 |  | 7.8894 | 11.3399 | 16.1172 | 21.5684 | 30.5503 | 43.3913 | 61.0882 | 81.7498 | 115.9637
|  | Total | [46 empty] | 595.6868 |  | 792.1907 | 1134.1255 | 1624.4019 | 2266.0212 | 3156.4965 | 3956.5806 | 4911.7645 | 5751.8953 | 6698.5687

## Intermediate output
Energy source / use charts
[5 empty] | Historic data: | [42 empty] | 2052 Calculator calculations
|  | TWh / year |  | 2007 (Consistent) | 1970 | 1971 | 1972 | 1973 | 1974 | 1975 | 1976 | 1977 | 1978 | 1979 | 1980 | 1981 | 1982 | 1983 | 1984 | 1985 | 1986 | 1987 | 1988 | 1989 | 1990 | 1991 | 1992 | 1993 | 1994 | 1995 | 1996 | 1997 | 1998 | 1999 | 2000 | 2001 | 2002 | 2003 | 2004 | 2005 | 2006 | 2007 | 2008 | 2009 | 2010 | Source: |  | 2007 |  | 2012 | 2017 | 2022 | 2027 | 2032 | 2037 | 2042 | 2047 | 2052
Use
| L.01 | Domestic Lighting & appliances | [45 empty] | 125.2283 |  | 169.6951 | 300.0443 | 492.8144 | 765.5111 | 1159.8319 | 1453.7842 | 1804.4492 | 2204.4682 | 2671.8455
| L.02 | Commercial Lighting & Appliances | [45 empty] | 69.8374 |  | 69.8374 | 115.4286 | 190.8011 | 315.4211 | 521.4862 | 689.6753 | 912.1086 | 970.5585 | 1032.754
| L.00 | Lighting & Appliances | [45 empty] | 195.0469 |  | 239.5136 | 415.4394 | 683.5548 | 1080.8219 | 1681.1145 | 2143.1893 | 2716.1991 | 3174.6435 | 3704.19
| I.01 | Industry | [45 empty] | 1615.7381 |  | 2278.7992 | 3188.099 | 4295.4614 | 5520.882 | 6883.4692 | 8404.5909 | 9897.3853 | 11326.4343 | 12793.2718
| T.01 | Road transport | [45 empty] | 787.0616 |  | 787.0616 | 1183.5004 | 1717.7938 | 2376.5282 | 3187.9753 | 4145.4185 | 5054.4379 | 6055.4105 | 7174.1582
| T.02 | Rail transport | [45 empty] | 40.5324 |  | 40.5324 | 51.8896 | 64.6461 | 78.303 | 93.685 | 110.982 | 119.5301 | 128.8079 | 137.9874
| T.03 | Domestic aviation | [45 empty] | 20.2785 |  | 20.2785 | 36.1244 | 59.1372 | 88.3172 | 124.7496 | 167.8636 | 213.5112 | 264.9471 | 324.8276
| T.00 | Transport | [45 empty] | 847.8725 |  | 847.8725 | 1271.5144 | 1841.5771 | 2543.1484 | 3406.4098 | 4424.264 | 5387.4792 | 6449.1655 | 7636.9732
| S.01 | Green Building Design & Envelope Savings | [45 empty] | -0.018782 |  | -0.018836 | -0.033535 | -0.060795 | -0.11024 | -0.20356 | -0.2702 | -0.35871 | -0.38321 | -0.40945
| D.01 | Agriculture | [45 empty] | 177.8286 |  | 237.2069 | 328.2852 | 453.5177 | 591.385 | 750.1024 | 850.2884 | 969.3088 | 1047.8059 | 1134.4955
| G.01 | Telecom | [45 empty] | 13.8869 |  | 46.2897 | 56.3283 | 69.8874 | 91.8217 | 113.343 | 132.6586 | 161.3498 | 209.695 | 297.4563
| M.01 | Household Cooking | [45 empty] | 1045.8611 |  | 1153.7282 | 1148.4989 | 1155.9568 | 1156.4277 | 1145.5432 | 1128.6767 | 1099.7851 | 1069.2095 | 1079.9753
| M.02 | Commercial Cooking | [45 empty] | 42.6367 |  | 64.7672 | 96.6439 | 143.4128 | 210.7458 | 308.3434 | 412.6331 | 552.1961 | 738.963 | 988.8991
| M.00 | Cooking | [45 empty] | 1088.4978 |  | 1218.4955 | 1245.1428 | 1299.3696 | 1367.1735 | 1453.8866 | 1541.3097 | 1651.9812 | 1808.1725 | 2068.8745
|  | Scenario Demand | [45 empty] | 3938.8707 |  | 4868.1773 | 6504.8091 | 8643.3681 | 11195.2326 | 14288.3256 | 17496.3009 | 20783.7033 | 24015.9167 | 27635.2614
Last updated Feb 13 2014 |  | Do-nothing Scenario | [45 empty] | 3938.8707 |  | 4868.1773 | 6504.8091 | 8643.3681 | 11195.2326 | 14288.3256 | 17496.3009 | 20783.7033 | 24015.9167 | 27635.2614
Source
| N.01 | Nuclear fission | [45 empty] | 80.9477 |  | 93.7712 | 199.965 | 193.5533 | 193.5533 | 189.546 | 180.7299 | 176.3218 | 167.5057 | 167.5057
| R.01 | Solar | [45 empty] | 0 |  | 1.5673 | 10.9115 | 27.2655 | 48.893 | 74.077 | 96.0312 | 108.3126 | 106.2785 | 92.93
| R.02 | Wind | [45 empty] | 12.4372 |  | 18.7222 | 36.6049 | 59.9663 | 84.3358 | 115.4989 | 136.9861 | 151.0382 | 161.1629 | 161.9518
| R.03 | Tidal | [45 empty] | 0 |  | 0 | 0 | 0 | 0 | 0 | 0 | 0 | 0 | 0
| R.04 | Wave | [45 empty] | 0 |  | 0 | 0 | 0 | 0 | 0 | 0 | 0 | 0 | 0
| R.05 | Geothermal | [45 empty] | 0 |  | 0 | 0 | 0 | 0 | 0 | 0 | 0 | 0 | 0
| R.06 | Hydro | [45 empty] | 128.5106 |  | 155.8439 | 189.4176 | 195.7511 | 199.5643 | 203.4652 | 205.4375 | 205.7159 | 206.6043 | 207.196
| Y.02 | Electricity oversupply (imports) | [45 empty] | 1 |  | -1.464 | 14 | 21 | 31 | 40 | 49 | 55 | 55 | 55
|  | Renewables and Clean Energy | [45 empty] | 221.8955 |  | 269.9045 | 436.899 | 476.5361 | 526.3463 | 582.587 | 619.1847 | 641.3885 | 641.5514 | 629.5836
|  | Primary electricity, solar, marine, and net imports | [45 empty] | 222.8955 |  | 268.4406 | 450.899 | 497.5361 | 557.3463 | 622.587 | 668.1847 | 696.3885 | 696.5514 | 684.5836
| R.07 | Environmental heat | [45 empty] | 0 |  | 0 | 0 | 0 | 0 | 0 | 0 | 0 | 0 | 0
| W.01 | Waste | [45 empty] | 946.4113 |  | 958.7156 | 961.6527 | 965.3606 | 969.9978 | 975.8397 | 982.3016 | 986.6705 | 992.2289 | 999.8502
| A.01 | Agriculture | [45 empty] | 0 |  | 0.13142 | 0.21232 | 0.30592 | 0.41827 | 0.51589 | 0.63056 | 0.79228 | 0.9056 | 1.0189
| Y.01 | Biomass oversupply (imports) | [45 empty] | 0 |  | 0 | 0 | 0 | 0 | 0 | 0 | 0 | 0 | 0
|  | Agriculture/waste | [45 empty] | 946.4113 |  | 958.847 | 961.865 | 965.6665 | 970.4161 | 976.3556 | 982.9322 | 987.4628 | 993.1345 | 1000.8692
| Y.04 | Coal oversupply (imports) | [45 empty] | 312.8774 |  | 526.8957 | 1319.3125 | 3014.7305 | 5379.5825 | 8802.5686 | 11942.6555 | 16105.0859 | 19783.8525 | 23759.6487
| Q.01 | Coal reserves | [45 empty] | 2003.3688 |  | 2704.3935 | 3143.1914 | 3584.1508 | 3874.5049 | 3958.4825 | 4025.5715 | 3406.6022 | 2878.2637 | 2435.1118
|  | Coal | [45 empty] | 2316.2462 |  | 3231.2892 | 4462.5039 | 6598.8813 | 9254.0874 | 12761.051 | 15968.227 | 19511.6881 | 22662.1162 | 26194.7605
| Q.02 | Oil reserves | [45 empty] | 395.2804 |  | 442.9867 | 480.4208 | 406.8219 | 404.6927 | 402.8364 | 401.685 | 401.1302 | 401.1899 | 401.8881
| Y.05 | Oil and petroleum products oversupply (imports) | [45 empty] | 1235.4943 |  | 1459.1774 | 2094.1308 | 3065.9674 | 4157.6318 | 5448.0547 | 6933.9942 | 8427.2255 | 10106.2604 | 12020.7419
|  | Oil and petroleum products | [45 empty] | 1630.7748 |  | 1902.1641 | 2574.5516 | 3472.7892 | 4562.3245 | 5850.8911 | 7335.6793 | 8828.3558 | 10507.4503 | 12422.63
| Y.06 | Gas oversupply (imports) | [45 empty] | 134.3282 |  | 132.056 | 414.231 | 540.7636 | 673.6005 | 830.4781 | 1027.9602 | 1246.6262 | 1483.7759 | 1774.0609
| Q.03 | Gas reserves | [45 empty] | 296.542 |  | 449.1921 | 507.0926 | 548.561 | 586.5732 | 641.5416 | 680.5419 | 722.9297 | 769.0713 | 803.223
|  | Natural gas | [45 empty] | 430.8702 |  | 581.2481 | 921.3236 | 1089.3246 | 1260.1738 | 1472.0196 | 1708.502 | 1969.556 | 2252.8472 | 2577.2839
|  | Total Primary Supply | [45 empty] | 5547.1981 |  | 6941.9889 | 9371.1432 | 12624.1977 | 16604.348 | 21682.9043 | 26663.5253 | 31993.4511 | 37112.0996 | 42880.1272
[58 empty] | 25.8314 |  | 2
|  | Do-nothing Scenario | [45 empty] | 5547.1981 |  | 6941.9889 | 9371.1432 | 12624.1977 | 16604.348 | 21682.9043 | 26663.5253 | 31993.4511 | 37112.0996 | 42880.1272
[50 empty] | 22.72% | 44.96% | 49.64% | 53.45% | 56.42% | 60.17% | 63.29% | 65.86%
Conversion losses, distribution, and own use
| X.01 | Conversion losses | [45 empty] | 1204.9135 |  | 1579.2388 | 2180.4338 | 3079.5412 | 4249.7259 | 5898.4068 | 7362.2891 | 9098.9041 | 10674.1717 | 12459.0368
| X.02 | Distribution losses and own use | [45 empty] | 403.4139 |  | 494.5728 | 685.9003 | 901.2883 | 1159.3895 | 1496.1719 | 1804.9353 | 2110.8436 | 2422.0113 | 2785.8291
|  | Supply net of losses | [45 empty] | 3938.8707 |  | 4868.1773 | 6504.8091 | 8643.3681 | 11195.2326 | 14288.3256 | 17496.3009 | 20783.7033 | 24015.9167 | 27635.2614
Net Consumption of Hydrocarbons excluding bio energy
| V.03 | Solid hydrocarbons | [45 empty] | 3253.4798 |  | 4179.699 | 5410.0088 | 7545.5212 | 10199.9024 | 13706.0819 | 16912.5148 | 20451.6615 | 23597.2169 | 27124.9885
| V.04 | Liquid hydrocarbons | [45 empty] | 1524.0886 |  | 1777.8549 | 2409.1371 | 3252.2378 | 4275.0292 | 5484.9805 | 6879.5874 | 8283.0826 | 9862.4903 | 11664.5915
| V.05 | Gaseous hydrocarbons | [45 empty] | 383.8475 |  | 515.7389 | 812.497 | 959.625 | 1109.2298 | 1294.4838 | 1500.486 | 1727.8639 | 1974.5881 | 2257.1007
| Energy Security Tables | [46 empty] | 2007 |  | 2012 | 2017 | 2022 | 2027 | 2032 | 2037 | 2042 | 2047 | 2052
|  | Coal Imports | [45 empty] | 13.51% |  | 16.31% | 29.56% | 45.69% | 58.13% | 68.98% | 74.79% | 82.54% | 87.3% | 90.7%
|  | Oil Imports | [45 empty] | 75.76% |  | 76.71% | 81.34% | 88.29% | 91.13% | 93.11% | 94.52% | 95.46% | 96.18% | 96.76% |  | 0.27419
|  | Gas Imports | [45 empty] | 35% |  | 22.72% | 44.96% | 49.64% | 53.45% | 56.42% | 60.17% | 63.29% | 65.86% | 68.83%
|  | Overall | [45 empty] | 30.63% |  | 30.51% | 40.85% | 52.45% | 61.49% | 69.55% | 74.65% | 80.58% | 84.54% | 87.58%
|  | Coal Imports | [45 empty] | 13.51% |  | 16.31% | 29.56% | 45.69% | 58.13% | 68.98% | 74.79% | 82.54% | 87.3% | 90.7%
|  | Oil Imports | [45 empty] | 75.76% |  | 76.71% | 81.34% | 88.29% | 91.13% | 93.11% | 94.52% | 95.46% | 96.18% | 96.76% |  | 0.27419
|  | Gas Imports | [45 empty] | 35% |  | 25.61% | 50.98% | 56.35% | 60.73% | 64.16% | 68.51% | 72.15% | 75.14% | 78.6%
|  | Overall Import Dependence | [45 empty] | 30.63% |  | 30.75% | 41.44% | 53.03% | 62.05% | 70.08% | 75.19% | 81.12% | 85.1% | 88.17%
Supply / demand not accounted for
| C.01 | Coal indigenous production | [45 empty] | 0 |  | 0 | 0 | 0 | 0 | 0 | 0 | 0 | 0 | 0
| C.02 | Oil and petroleum products | [45 empty] | 0 |  | 0 | 0 | 0 | 0 | 0 | 0 | 0 | 5.6843e-13 | -7.9581e-13
| C.03 | Natural gas | [45 empty] | 0 |  | 0 | 0 | 0 | 0 | 0 | 0 | 0 | 0 | 0
| V.03 | Solid hydrocarbons | [45 empty] | 0 |  | 0 | 0 | 0 | 0 | 0 | 0 | 0 | 0 | 0
| V.04 | Liquid hydrocarbons | [45 empty] | 0 |  | 0 | 0 | 0 | 0 | 0 | 0 | 0 | 0 | 0
| V.05 | Gaseous hydrocarbons | [45 empty] | 0 |  | 0 | 0 | 0 | 0 | 0 | 0 | 0 | 0 | 0
| V.06 | Solid Biomass Hydrocarbons | [45 empty] | 0 |  | 0 | 0 | 0 | 0 | 0 | 0 | 0 | 0 | 0
| V.08 | Edible biomass | [45 empty] | 0 |  | 0 | 0 | 0 | 0 | 0 | 0 | 0 | 0 | 0
| V.07 | Gaseous Biomass Hydrocarbons | [45 empty] | 0 |  | 0 | 0 | 0 | 0 | 0 | 0 | 0 | 0 | 0
| V.09 | Dry biomass and waste | [45 empty] | 0 |  | 0 | 0 | 0 | 0 | 0 | 0 | 0 | 0 | 0
| V.10 | Wet biomass and waste | [45 empty] | 0 |  | 0 | 0 | 0 | 0 | 0 | 0 | 0 | 0 | 1.7764e-15
| V.11 | Off Grid Renewables | [45 empty] | 0 |  | 0 | 0 | 0 | 0 | 0 | 0 | 0 | 0 | 0
| V.12 | H2 | [45 empty] | 0 |  | 0 | 0 | 0 | 0 | 0 | 0 | 0 | 0 | 0
| V.13 | Energy crops (second generation) | [45 empty] | 0 |  | 0 | 0 | 0 | 0 | 0 | 0 | 0 | 0 | 0
|  | Total unnaccounted supply / demand | [45 empty] | 0 |  | 0 | 0 | 0 | 0 | 0 | 0 | 0 | 5.6843e-13 | -7.9403e-13
|  | Supply, Demand, and Unaccounted supply | [45 empty] | 9.0949e-13 |  | 0 | 0 | -1.819e-12 | 1.819e-12 | -1.819e-12 | 0 | 0 | 4.2064e-12 | -7.9403e-13
Electricity grid (net of distribution losses)
| V.01 | Electricity (delivered to end user) | [45 empty] | -595.6868 |  | -792.1907 | -1134.1255 | -1624.4019 | -2266.0212 | -3156.4965 | -3956.5806 | -4911.7645 | -5751.8953 | -6698.5687 | REFERENCED
| V.02 | Electricity (supplied to grid) | [45 empty] | 595.6868 |  | 792.1907 | 1134.1255 | 1624.4019 | 2266.0212 | 3156.4965 | 3956.5806 | 4911.7645 | 5751.8953 | 6698.5687
|  | Total electricity grid | [45 empty] | 0 |  | 0 | 0 | 0 | 0 | 0 | 0 | 0 | 0 | 0
| V.02 | Losses | [45 empty] | -195.0829 |  | -232.503 | -310.6572 | -419.8995 | -551.7122 | -726.4151 | -862.8754 | -978.3476 | -1091.0371 | -1230.4205
|  | Demand (for charting) | [45 empty] | 790.7697 |  | 1024.6938 | 1444.7826 | 2044.3014 | 2817.7334 | 3882.9115 | 4819.456 | 5890.1122 | 6842.9324 | 7928.9892
|  | Dummy for charting | [45 empty] | 790.7697 |  | 1030.1577 | 1444.7826 | 2044.3014 | 2817.7334 | 3882.9115 | 4819.456 | 5890.1122 | 6842.9324 | 7928.9892
| Z.01 | Unallocated | [45 empty] | 0 |  | 0 | 0 | 0 | 0 | 0 | 0 | 0 | 0 | 0
|  | Net balance (should be zero!) | [45 empty] | 9.0949e-13 |  | 0 | 0 | -1.819e-12 | 1.819e-12 | -1.819e-12 | 0 | 0 | 4.2064e-12 | -7.9403e-13
Electricity Generation
| V.02 | TWh/year | [45 empty] | 2007 |  | 2012 | 2017 | 2022 | 2027 | 2032 | 2037 | 2042 | 2047 | 2052
| I.a | Gas Power Stations | [28 empty] | 221.2 | 214.6 | 221.2 | 226.3 | 241.6 | 248.5 | 250.7 | 258.7 | 262.6 | 264.2 | 267.6 | 276.5 | 279.3 | 250.1 | 263.1 | Dukes 5.6 sum of generation - used on works for coal, oil gas and renewables |  | 64.0088 |  | 96.5961 | 109.8605 | 109.8605 | 109.8605 | 109.8605 | 109.8605 | 109.8605 | 109.8605 | 109.8605
| I.b | Coal power stations | [45 empty] | 489.6898 |  | 710.8629 | 987.4332 | 936.057 | 857.505 | 774.0835 | 711.698 | 631.6617 | 563.1205 | 336.9433
| I.c | Carbon Capture Storage (CCS) | [45 empty] | 0 |  | 0 | 0 | 0 | 0 | 2.5772 | 6.1362 | 14.3587 | 19.5131 | 27.2447
| I.d | Electricity Balancing Requirement | [28 empty] | 221.2 | 214.6 | 221.2 | 226.3 | 241.6 | 248.5 | 250.7 | 258.7 | 262.6 | 264.2 | 267.6 | 276.5 | 279.3 | 250.1 | 263.1 | Sum of above | 0 | 57.2532 |  | 0 | 15.5621 | 614.2986 | 1405.4268 | 2482.3021 | 3425.6911 | 4535.8405 | 5546.2791 | 6862.5786
|  | Fossil Fuel Based Electricity | [45 empty] | 610.9518 |  | 807.459 | 1112.8559 | 1660.2161 | 2372.7924 | 3368.8234 | 4253.3858 | 5291.7214 | 6238.7732 | 7336.6272
| II | Nuclear power | [45 empty] | 28.3317 |  | 32.8199 | 69.9877 | 67.7436 | 67.7436 | 66.3411 | 63.2555 | 61.7126 | 58.627 | 58.627
| III | Hydro Power Generation | [28 empty] | 85.8 | 89.3 | 90.6 | 87.7 | 78.3 | 83 | 81.1 | 81.9 | 73.7 | 75.2 | 69.2 | 57.2 | 47.7 | 62.8 | 56.5 | Dukes 5.6 Nuclear generation - used on works |  | 121.4968 |  | 143.7624 | 171.8136 | 171.8136 | 171.8136 | 171.8136 | 171.8136 | 171.8136 | 171.8136 | 171.8136
|  | Hydro and Nuclear | [45 empty] | 149.8285 |  | 176.5823 | 241.8013 | 239.5572 | 239.5572 | 238.1547 | 235.0691 | 233.5262 | 230.4406 | 230.4406
| IV.a | Solar PV | [38 empty] | 3.6 | 4.5 | 5.8 | 7.6 | 7.1 | Dukes 7.4 Generation Onshore wind |  | 0 |  | 1.5673 | 8.2727 | 18.5584 | 32.7923 | 47.8234 | 60.993 | 69.1199 | 68.1118 | 59.6088
| IV.b | Solar CSP | [38 empty] | 0.7 | 0.8 | 1.3 | 1.7 | 3 | Dukes 7.4 Generation Offshore wind |  | 0 |  | 0 | 2.5246 | 8.5731 | 15.6385 | 25.7194 | 33.7842 | 37.8165 | 35.2919 | 29.2434
| IV.c.1 | Onshore Wind | [28 empty] | 2.8 | 3.3 | 4.2 | 4.4 | 4.3 | 3.2 | 3.9 | 2.6 | 3.9 | 3.8 | 3.7 | 4.1 | 4.2 | 4.3 | 2.7 | Dukes 5.6 Hydro - natural flow generation - used on works |  | 12.4372 |  | 18.7222 | 36.6049 | 58.5199 | 81.3115 | 110.8967 | 129.1406 | 139.8615 | 148.2769 | 148.8028
| IV.c.2 | Offshore Wind | [45 empty] | 0 |  | 0 | 0 | 1.4464 | 3.0243 | 4.6021 | 7.8456 | 11.1766 | 12.886 | 13.149
| IV.d | Small Hydro | [45 empty] | 7.0138 |  | 12.0815 | 17.604 | 23.9375 | 27.7507 | 31.6516 | 33.6239 | 33.9023 | 34.7907 | 35.3824
| V.a | Biomass Based Electricity& Biogas | [45 empty] | 9.5384 |  | 9.7454 | 11.1191 | 12.4928 | 13.8665 | 15.2402 | 16.6139 | 17.9876 | 19.3613 | 20.735
| VI.a | Waste to Electricity | [45 empty] | 0 |  | 0 | 0 | 0 | 0 | 0 | 0 | 0 | 0 | 0
|  | Renewable Based Electricity | [45 empty] | 28.9894 |  | 42.1164 | 76.1254 | 123.5281 | 174.3838 | 235.9335 | 282.0011 | 309.8645 | 318.7187 | 306.9214
| VII.a | Electricity imports | [38 empty] | 7.9 | 9.4 | 11.3 | 13.6 | 12.9 | Sum of above |  | 1 |  | 4 | 14 | 21 | 31 | 40 | 49 | 55 | 55 | 55
|  | Total generation supplied to grid | [38 empty] | 352.2 | 348.4 | 349.3 | 329.3 | 335.1 | Sum of above |  | 790.7697 |  | 1030.1577 | 1444.7826 | 2044.3014 | 2817.7334 | 3882.9115 | 4819.456 | 5890.1122 | 6842.9324 | 7928.9892 |  | 9159.4097
|  | Share of Renewables | [45 empty] | 3.666% |  | 4.088% | 5.269% | 6.043% | 6.189% | 6.076% | 5.851% | 5.261% | 4.658% | 3.871%
|  | Electricity exports | [44 empty] | 0 | 0 |  | -5.464 | 4.5475e-13 | 2.2737e-13 | -4.5475e-13 | -4.5475e-13 | 0 | 9.0949e-13 | 9.0949e-13 | 9.0949e-13 | REFERENCED
|  | Electricity used in India, before losses | [44 empty] | 0 | 790.7697 |  | 1024.6938 | 1444.7826 | 2044.3014 | 2817.7334 | 3882.9115 | 4819.456 | 5890.1122 | 6842.9324 | 7928.9892
|  | GW installed capacity | [45 empty] | 2007 |  | 2012 | 2017 | 2022 | 2027 | 2032 | 2037 | 2042 | 2047 | 2052
| I.a | Gas Power Stations | [38 empty] | 63.6 | 63.6 | 63.7 | 64.5 | 69.3 | Dukes 5.7 Conventional steam stations + Combined cycle gas turbine stations |  | 0 |  | 18.381 | 20.919 | 20.919 | 20.919 | 20.919 | 20.919 | 20.919 | 20.919 | 20.919
| I.b | Coal power stations | [43 empty] | no bio in Dukes |  | 82 |  | 125.0233 | 175.2914 | 165.9236 | 152.3836 | 137.6836 | 124.9261 | 109.5351 | 98.0501 | 60.1511
| I.c | Carbon Capture Storage (CCS) | [45 empty] | 0 |  | 0 | 0 | 0 | 0 | 1 | 2 | 5 | 7 | 10
| I.d | Electricity Balancing Requirement | [45 empty] | 11.5064 |  | 0 | 2.6629 | 91.9766 | 210.4292 | 371.6657 | 512.9158 | 679.1342 | 830.4234 | 1027.5079
| II | Nuclear power | [45 empty] | 4.04 |  | 4.68 | 9.98 | 9.66 | 9.66 | 9.46 | 9.02 | 8.8 | 8.36 | 8.36
| III | Hydro Power Generation | [38 empty] | 11 | 11 | 11 | 10.9 | 10.9 | Dukes 5.7 Nuclear stations |  | 34.65 |  | 41 | 49 | 49 | 49 | 49 | 49 | 49 | 49 | 49
| IV.a | Solar PV | [43 empty] | Wind not split in Dukes |  | 0 |  | 0.941 | 4.941 | 10.941 | 18.941 | 26.941 | 33.941 | 38 | 37 | 32
| IV.b | Solar CSP | [45 empty] | 0 |  | 0 | 1 | 3 | 5 | 7.5 | 9.5 | 10.5 | 9.5 | 7.5
| IV.c.1 | Onshore Wind | [38 empty] | 1.4 | 1.4 | 1.5 | 1.5 | 1.5 | Dukes 5.7 Hydro-electric stations: Natural flow |  | 7.094 |  | 10.353 | 18.853 | 28.853 | 38.853 | 51.353 | 56.759 | 58.5 | 60 | 58
| IV.c.2 | Offshore Wind | [45 empty] | 0 |  | 0 | 0 | 0.5 | 1 | 1.5 | 2.5 | 3.5 | 4 | 4
| IV.d | Small Hydro | [45 empty] | 1.9756 |  | 3.3856 | 4.8856 | 6.5856 | 7.5856 | 8.5856 | 9.0856 | 8.96 | 9.0406 | 9.0406
| V.a | Biomass | [45 empty] | 1.0101 |  | 1.3897 | 1.5855 | 1.7814 | 1.9773 | 2.1732 | 2.3691 | 2.565 | 2.7609 | 2.9567
| VI.a | Waste to Electricity | [43 empty] | Other renewables not split in Dukes |  | 0 |  | 0 | 0 | 0 | 0 | 0 | 0 | 0 | 0 | 0
[48 empty] | 0 |  | 0 | 0 | 0 | 0 | 0 | 0 | 0 | 0 | 0
| VII.c | Standby / peaking gas | [45 empty] | 0 |  | 0 | 0 | 0 | 0 | 0 | 0 | 0 | 0 | 0
|  | Total generation | [38 empty] | 74.996 | 75.9786 | 76.7824 | 77.6753 | 83.1968 |  |  | 142.2762 |  | 186.7726 | 268.1995 | 368.2213 | 494.8298 | 666.8621 | 812.0166 | 973.4943 | 1115.135 | 1268.5164
Emissions
Emissions as % of base year, adjusted so that 2007 matches actuals
|  | IPCC Sector |  | 2007 Actuals, GHG Inv. | [43 empty] | 2007 |  | 2012 | 2017 | 2022 | 2027 | 2032 | 2037 | 2042 | 2047 | 2052
| 1A | Fuel Combustion
| 1B | Fugitive Emissions from Fuels
| 1 | Fuel Combustion | [22 empty] | 78.07% | 79.3% | 77.23% | 75.22% | 73.58% | 72.62% | 75.18% | 72.02% | 72.25% | 70.81% | 71.66% | 73.28% | 71.15% | 71.93% | 72.05% | 71.43% | 71.22% | 70.04% | 68.49% | 62.45% | 64.59% | Calculated from below
| 2 | Industrial Processes | [22 empty] | 6.934% | 6.72% | 6.031% | 5.607% | 5.917% | 5.947% | 6.173% | 6.468% | 6.269% | 4.148% | 4.057% | 3.854% | 3.608% | 3.845% | 3.879% | 3.921% | 3.833% | 4.049% | 3.945% | 3.263% | 3.434% | Calculated from below
| 3 | Solvent and Other Product Use | [22 empty] | 0% | 0% | 0% | 0% | 0% | 0% | 0% | 0% | 0% | 0% | 0% | 0% | 0% | 0% | 0% | 0% | 0% | 0% | 0% | 0% | 0% | Calculated from below
| 4 | Agriculture | [22 empty] | 7.364% | 7.331% | 7.308% | 7.216% | 7.233% | 7.18% | 7.228% | 7.197% | 7.116% | 7.029% | 6.774% | 6.415% | 6.413% | 6.358% | 6.392% | 6.429% | 6.22% | 6.038% | 5.954% | 5.866% | 5.917% | Calculated from below
| 5 | Land Use, Land-Use Change and Forestry | [22 empty] | 0.4985% | 0.4954% | 0.4281% | 0.2851% | 0.263% | 0.3157% | 0.2793% | 0.2459% | 0.1589% | 0.136% | 0.04831% | -0.01462% | -0.1197% | -0.1648% | -0.302% | -0.3771% | -0.3966% | -0.4461% | -0.4972% | -0.5389% | -0.4921% | Calculated from below
| 6 | Waste | [22 empty] | 5.892% | 5.776% | 5.609% | 5.43% | 5.273% | 5.133% | 5% | 4.603% | 4.342% | 3.993% | 3.768% | 3.33% | 3.062% | 2.697% | 2.502% | 2.438% | 2.387% | 2.34% | 2.268% | 2.202% | 2.127% | Calculated from below
| 7 | Other | [22 empty] | 0% | 0% | 0% | 0% | 0% | 0% | 0% | 0% | 0% | 0% | 0% | 0% | 0% | 0% | 0% | 0% | 0% | 0% | 0% | 0% | 0% | Calculated from below
| X1 | International Aviation and Shipping | [22 empty] | 3.174% | 3.14% | 3.37% | 3.508% | 3.499% | 3.685% | 3.96% | 4.235% | 4.626% | 4.547% | 4.815% | 4.741% | 4.47% | 4.695% | 5.176% | 5.583% | 5.948% | 5.867% | 5.903% | 5.6% | 5.242% | Calculated from below
| X2 | Bioenergy credit | [22 empty] | 0 | 0 | 0 | 0 | 0 | 0 | 0 | 0 | 0 | 0 | 0 | 0 | 0 | 0 | 0 | 0 | 0 | 0 | 0 | 0 | 0 | Calculated from below
| X3 | Carbon capture | [22 empty] | 0 | 0 | 0 | 0 | 0 | 0 | 0 | 0 | 0 | 0 | 0 | 0 | 0 | 0 | 0 | 0 | 0 | 0 | 0 | 0 | 0 | Calculated from below
|  | Total | [22 empty] | 101.9% | 102.8% | 99.98% | 97.27% | 95.76% | 94.88% | 97.82% | 94.77% | 94.76% | 90.67% | 91.12% | 91.6% | 88.59% | 89.36% | 89.7% | 89.43% | 89.22% | 87.89% | 86.06% | 78.84% | 80.82% | Calculated from below
Excluding international bunkers
Adjustment factor:
| Emissions by sector |  |  | Sector | [43 empty] | 2007 |  | 2012 | 2017 | 2022 | 2027 | 2032 | 2037 | 2042 | 2047 | 2052
| I |  |  | Hydrocarbon fuel power generation | [43 empty] | 595.0662 |  | 784.1693 | 1077.3495 | 1588.2702 | 2251.6991 | 3180.5599 | 4005.6499 | 4971.7137 | 5854.0817 | 6857.2397
| II |  |  | Nuclear power generation | [43 empty] | 0 |  | 0 | 0 | 0 | 0 | 0 | 0 | 0 | 0 | 0
| III |  |  | Hydro Electric Power Generation | [43 empty] | 0 |  | 0 | 0 | 0 | 0 | 0 | 0 | 0 | 0 | 0
| IV |  |  | National renewable power generation | [43 empty] | 0 |  | 0 | 0 | 0 | 0 | 0 | 0 | 0 | 0 | 0
| V |  |  | Bioenergy | [43 empty] | -313.8937 |  | -317.7449 | -316.4994 | -315.4661 | -314.6889 | -314.2324 | -313.9948 | -312.9239 | -312.1118 | -311.8493
| VI |  |  | Waste | [43 empty] | 0 |  | 0 | 0 | 0 | 0 | 0 | 0 | 0 | 0 | 0
| VII |  |  | Electricity distribution, storage, and balancing | [43 empty] | 0 |  | 0 | 0 | 0 | 0 | 0 | 0 | 0 | 0 | 0
| IX |  |  | Buildings | [43 empty] | 0 |  | 0 | 0 | 0 | 0 | 0 | 0 | 0 | 0 | 0
| X |  |  | Lighting and appliances | [43 empty] | 1.994 |  | 1.833 | 1.5594 | 1.2521 | 0.8996 | 0.51207 | 0.41077 | 0.2896 | 0.15321 | 0
| XI |  |  | Industry | [43 empty] | 658.6278 |  | 982.2829 | 1349.3894 | 1929.0189 | 2590.0594 | 3324.2857 | 4109.8305 | 4854.8044 | 5532.528 | 6218.3944
| XII |  |  | Transport | [43 empty] | 221.706 |  | 221.706 | 332.7234 | 482.0977 | 665.9782 | 892.1918 | 1159.1376 | 1412.0432 | 1690.8392 | 2002.9666
| XIII |  |  | Cooking | [43 empty] | 10.7045 |  | 16.2609 | 24.2395 | 35.9335 | 52.7514 | 195.3974 | 103.0792 | 137.8063 | 184.2336 | 246.3033
| XIV |  |  | Agriculture | [43 empty] | 20.879 |  | 27.036 | 37.2107 | 50.9955 | 68.1865 | 85.7049 | 91.5871 | 98.6988 | 103.8192 | 109.5639
| XV |  |  | Fossil fuel production | [43 empty] | 0 |  | 0 | 0 | 0 | 0 | 0 | 0 | 0 | 0 | 0
| XVI |  |  | Telecom | [43 empty] | 3.0727 |  | 10.2423 | 11.969 | 14.3061 | 18.615 | 21.9403 | 23.4752 | 26.3751 | 33.3593 | 47.3208
| XVII |  |  | Transfer | [43 empty] | 0 |  | 0 | 0 | 0 | 0 | 0 | 0 | 0 | 0 | 0
|  |  |  | Total | [43 empty] | 1198.1565 |  | 1725.7855 | 2517.9416 | 3786.4078 | 5333.5002 | 7386.3598 | 9179.1755 | 11188.8072 | 13086.9025 | 15169.9395
|  |  |  | Emissions in the time period (up to and including year above) | [45 empty] | 8349.7225 | 11005.3956 | 16395.1065 | 23573.3161 | 32826.0798 | 42310.2462 | 51924.7726 | 61638.3218 | 71683.6233 | REFERENCED - All costs
| Modelled emissions |  |  | Cumulative emissions | [45 empty] | 8349.7225 | 19355.1182 | 35750.2247 | 59323.5408 | 92149.6206 | 134459.8668 | 186384.6394 | 248022.9612 | 319706.5845
|  | IPCC Sector |  | Actuals, GHG Inv. | [20 empty] | 1990 | 1991 | 1992 | 1993 | 1994 | 1995 | 1996 | 1997 | 1998 | 1999 | 2000 | 2001 | 2002 | 2003 | 2004 | 2005 | 2006 | 2007 | 2008 | 2009 | 2010 | [12 empty] | Mt CO2e
| 1A | Fuel Combustion | [22 empty] | 574.321 | 584.0744 | 567.7756 | 553.3375 | 546.2327 | 536.0203 | 556.6264 | 534.7489 | 538.7547 | 530.6657 | 539.0005 | 552.1914 | 536.2169 | 545.6418 | 546.9153 | 542.8024 | 542.6567 | 534.0257 | 522.9479 | 475.6018 | 492.7503 | UNFCCC Inventory Submissions 2012 [GBR-2012-2010-v1.2.xls] Summary2 'SUMMARY REPORT FOR CO2 EQUIVALENT EMISSIONS' - http://unfccc.int/national_reports/annex_i_ghg_inventories/national_inventories_submissions/items/6598.php |  | 1179.6636 |  | 1542.1466 | 2147.7772 | 3123.0584 | 4334.5444 | 6022.4992 | 7426.7603 | 9076.9973 | 10640.0518 | 12381.6493
| 1B | Fugitive Emissions from Fuels | [22 empty] | 35.2834 | 35.183 | 35.2898 | 34.031 | 28.3248 | 31.0424 | 30.4733 | 27.6202 | 25.3974 | 22.3083 | 20.537 | 20.0197 | 19.4048 | 16.0785 | 15.7369 | 14.9923 | 13.5109 | 12.9297 | 11.8792 | 12.0401 | 11.6464 | UNFCCC Inventory Submissions 2012 [GBR-2012-2010-v1.2.xls] Summary2 'SUMMARY REPORT FOR CO2 EQUIVALENT EMISSIONS' - http://unfccc.int/national_reports/annex_i_ghg_inventories/national_inventories_submissions/items/6598.php |  | 0 |  | 0 | 0 | 0 | 0 | 0 | 0 | 0 | 0 | 0
| 1 | Fuel Combustion | [22 empty] | 609.6043 | 619.2574 | 603.0655 | 587.3686 | 574.5575 | 567.0627 | 587.0997 | 562.3691 | 564.1522 | 552.9739 | 559.5375 | 572.2111 | 555.6217 | 561.7204 | 562.6521 | 557.7947 | 556.1676 | 546.9555 | 534.8271 | 487.6419 | 504.3967 | UNFCCC Inventory Submissions 2012 [GBR-2012-2010-v1.2.xls] Summary2 'SUMMARY REPORT FOR CO2 EQUIVALENT EMISSIONS' - http://unfccc.int/national_reports/annex_i_ghg_inventories/national_inventories_submissions/items/6598.php |  | 1179.6636 |  | 1542.1466 | 2147.7772 | 3123.0584 | 4334.5444 | 6022.4992 | 7426.7603 | 9076.9973 | 10640.0518 | 12381.6493
| 2 | Industrial Processes | [22 empty] | 54.1486 | 52.476 | 47.0936 | 43.7833 | 46.2005 | 46.4381 | 48.2063 | 50.5097 | 48.9556 | 32.3943 | 31.677 | 30.0928 | 28.1772 | 30.0267 | 30.292 | 30.6192 | 29.9275 | 31.6166 | 30.8019 | 25.4785 | 26.8115 | UNFCCC Inventory Submissions 2012 [GBR-2012-2010-v1.2.xls] Summary2 'SUMMARY REPORT FOR CO2 EQUIVALENT EMISSIONS' - http://unfccc.int/national_reports/annex_i_ghg_inventories/national_inventories_submissions/items/6598.php |  | 0 |  | 0 | 0 | 0 | 0 | 0 | 0 | 0 | 0 | 0
| 3 | Solvent and Other Product Use | [22 empty] | NE,NO | NE,NO | NE,NO | NE,NO | NE,NO | NE,NO | NE,NO | NE,NO | NE,NO | NE,NO | NE,NO | NE,NO | NE,NO | NE,NO | NE,NO | NE,NO | NE,NO | NE,NO | NE,NO | NE,NO | NE,NO | UNFCCC Inventory Submissions 2012 [GBR-2012-2010-v1.2.xls] Summary2 'SUMMARY REPORT FOR CO2 EQUIVALENT EMISSIONS' - http://unfccc.int/national_reports/annex_i_ghg_inventories/national_inventories_submissions/items/6598.php |  | 0 |  | 0 | 0 | 0 | 0 | 0 | 0 | 0 | 0 | 0
| 4 | Agriculture | [22 empty] | 57.5015 | 57.2464 | 57.0647 | 56.3498 | 56.4826 | 56.063 | 56.4387 | 56.1999 | 55.5638 | 54.8901 | 52.8933 | 50.0945 | 50.079 | 49.6465 | 49.9126 | 50.2049 | 48.5735 | 47.1454 | 46.4907 | 45.8083 | 46.2014 | UNFCCC Inventory Submissions 2012 [GBR-2012-2010-v1.2.xls] Summary2 'SUMMARY REPORT FOR CO2 EQUIVALENT EMISSIONS' - http://unfccc.int/national_reports/annex_i_ghg_inventories/national_inventories_submissions/items/6598.php |  | 0 |  | 0 | 0 | 0 | 0 | 0 | 0 | 0 | 0 | 0
| 5 | Land Use, Land-Use Change and Forestry | [22 empty] | 3.893 | 3.8686 | 3.3433 | 2.2266 | 2.0533 | 2.4655 | 2.1813 | 1.9201 | 1.2406 | 1.062 | 0.37726 | -0.11419 | -0.93459 | -1.2868 | -2.3579 | -2.9449 | -3.0969 | -3.4836 | -3.8824 | -4.2078 | -3.8424 | UNFCCC Inventory Submissions 2012 [GBR-2012-2010-v1.2.xls] Summary2 'SUMMARY REPORT FOR CO2 EQUIVALENT EMISSIONS' - http://unfccc.int/national_reports/annex_i_ghg_inventories/national_inventories_submissions/items/6598.php |  | 0 |  | 0 | 0 | 0 | 0 | 0 | 0 | 0 | 0 | 0
| 6 | Waste | [22 empty] | 46.0054 | 45.1063 | 43.8023 | 42.3989 | 41.1755 | 40.0807 | 39.0452 | 35.9462 | 33.9039 | 31.177 | 29.4224 | 26.0008 | 23.9141 | 21.0585 | 19.5385 | 19.0371 | 18.6409 | 18.2716 | 17.7121 | 17.1984 | 16.612 | UNFCCC Inventory Submissions 2012 [GBR-2012-2010-v1.2.xls] Summary2 'SUMMARY REPORT FOR CO2 EQUIVALENT EMISSIONS' - http://unfccc.int/national_reports/annex_i_ghg_inventories/national_inventories_submissions/items/6598.php |  | 0 |  | 0 | 0 | 0 | 0 | 0 | 0 | 0 | 0 | 0
| 7 | Other | [43 empty] | UNFCCC Inventory Submissions 2012 [GBR-2012-2010-v1.2.xls] Summary2 'SUMMARY REPORT FOR CO2 EQUIVALENT EMISSIONS' - http://unfccc.int/national_reports/annex_i_ghg_inventories/national_inventories_submissions/items/6598.php |  | 0 |  | 0 | 0 | 0 | 0 | 0 | 0 | 0 | 0 | 0 | bar: 1990 to 2010
| X1 | International Aviation and Shipping | [22 empty] | 0 | 0 | 0 | 0 | 0 | 0 | 0 | 0 | 0 | 0 | 0 | 0 | 0 | 0 | 0 | 0 | 0 |  |  |  |  | Calculation |  | 0 |  | 0 | 0 | 0 | 0 | 0 | 0 | 0 | 0 | 0
| X2 | Bioenergy credit | [22 empty] | 0 | 0 | 0 | 0 | 0 | 0 | 0 | 0 | 0 | 0 | 0 | 0 | 0 | 0 | 0 | 0 | 0 | 0 | 0 | 0 | 0 | UNFCCC Inventory Submissions 2012 [GBR-2012-2010-v1.2.xls] Summary2 'SUMMARY REPORT FOR CO2 EQUIVALENT EMISSIONS' - http://unfccc.int/national_reports/annex_i_ghg_inventories/national_inventories_submissions/items/6598.php |  | 0 |  | 0 | 0 | 0 | 0 | 0 | 0 | 0 | 0 | 0
| X3 | Carbon capture | [22 empty] | 0 | 0 | 0 | 0 | 0 | 0 | 0 | 0 | 0 | 0 | 0 | 0 | 0 | 0 | 0 | 0 | 0 | 0 | 0 | 0 | 0 | UNFCCC Inventory Submissions 2012 [GBR-2012-2010-v1.2.xls] Summary2 'SUMMARY REPORT FOR CO2 EQUIVALENT EMISSIONS' - http://unfccc.int/national_reports/annex_i_ghg_inventories/national_inventories_submissions/items/6598.php |  | 0 |  | 0 | 0 | 0 | 0 | -5.9902 | -11.9804 | -29.0435 | -40.6609 | -56.3785
|  | Total | [22 empty] | 795.9357 | 802.4755 | 780.6853 | 759.5204 | 747.7894 | 740.8889 | 763.8907 | 740.0139 | 739.9402 | 708.0014 | 711.5094 | 715.3043 | 691.7661 | 697.8282 | 700.4522 | 698.3081 | 696.6613 | [6 empty] | 1179.6636 |  | 1542.1466 | 2147.7772 | 3123.0584 | 4334.5444 | 6016.509 | 7414.7799 | 9047.9538 | 10599.391 | 12325.2707 | REFERENCED - All costs
Bio-energy - Production and Use
Production
| Domestic | [46 empty] | 2007 |  | 2012 | 2017 | 2022 | 2027 | 2032 | 2037 | 2042 | 2047 | 2052
| V.a | V.03 | Solid hydrocarbons | [29 empty] | 11.2811 | 11.5129 | 9.983 | 10.7253 | 11.7832 | 11.9234 | 8.2293 | 13.5652 | 13.108 | 14.1104 | 15.681 | 18.7866 | 19.9599 | DUKES - Commodity balances, production of wood waste, wood, poultry litter, meal and bone, and farm waste, and straw, SRC, and other plant-based biomass
| V.a | V.04 | Liquid hydrocarbons | [29 empty] | 0 | 0 | 0 | 0 | 0 | 0 | 0 | 0.093136 | 2.6918 | 4.5999 | 3.5167 | 2.6292 | 3.539 | DUKES - Commodity balances, production of liquid biofuels
| V.a | V.05 | Gaseous hydrocarbons | [29 empty] | 4.6799 | 6.6524 | 8.503 | 9.7206 | 10.3751 | 12.6546 | 17.4844 | 18.9159 | 19.2448 | 20.2946 | 20.9126 | 21.9233 | 22.8956 | DUKES - Commodity balances, production of sewage gas and landfill gas |  | 9.1778 |  | 10.3058 | 11.346 | 12.3863 | 13.4265 | 14.4667 | 14.832 | 15.2066 | 15.5905 | 15.9842
Domestic
| V.b | V.03 | Solid hydrocarbons | [29 empty] | 0 | 0 | 0 | 0 | 0 | 1.2843 | 4.6753 | 4.8933 | 5.78 | 4.3985 | 5.0331 | 4.9172 | 8.7566 | DUKES - Commodity balances, imports of wood waste, wood, poultry litter, meal and bone, and farm waste, and straw, SRC, and other plant-based biomass
| V.b | V.04 | Liquid hydrocarbons | [29 empty] | 0 | 0 | 0 | 0 | 0 | 0 | 0 | 0.76808 | 0.62143 | 0.88383 | 6.3622 | 9.4485 | 11.5272 | DUKES - Commodity balances, imports of liquid biofuels |  | 0 |  | 0.13142 | 3.0141 | 6.6403 | 11.1746 | 16.858 | 23.8124 | 32.2828 | 42.4433 | 54.6569
| V.b | V.05 | Gaseous hydrocarbons | [29 empty] | 0 | 0 | 0 | 0 | 0 | 0 | 0 | 0 | 0 | 0 | 0 | 0 | 0 | DUKES - Commodity balances, imports of sewage gas and landfill gas
Domestic
| V.e | V.03 | Solid hydrocarbons | [29 empty] | 11.2811 | 11.5129 | 9.983 | 10.7253 | 11.7832 | 13.2077 | 12.9045 | 18.4585 | 18.888 | 18.5089 | 20.7142 | 23.7039 | 28.7164 | Calculation |  | 937.2336 |  | 948.4098 | 947.5049 | 946.6399 | 945.8151 | 945.0309 | 944.2878 | 939.9735 | 935.1007 | 930.228
| V.e | V.04 | Liquid hydrocarbons | [29 empty] | 0 | 0 | 0 | 0 | 0 | 0 | 0 | 0.86122 | 3.3132 | 5.4837 | 9.879 | 12.0776 | 15.0662 | Calculation
| V.e | V.05 | Gaseous hydrocarbons | [29 empty] | 4.6799 | 6.6524 | 8.503 | 9.7206 | 10.3751 | 12.6546 | 17.4844 | 18.9159 | 19.2448 | 20.2946 | 20.9126 | 21.9233 | 22.8956 | Calculation
Domestic Production from Waste
| VI.a | V.03 | Solid hydrocarbons | [29 empty] | 11.2811 | 11.5129 | 9.983 | 10.7253 | 11.7832 | 13.2077 | 12.9045 | 18.4585 | 18.888 | 18.5089 | 20.7142 | 23.7039 | 28.7164 | Calculation |  | 0 |  | 0 | 0 | 0 | 0 | 0 | 0 | 0 | 0 | 0
| VI.a | V.04 | Liquid hydrocarbons | [29 empty] | 0 | 0 | 0 | 0 | 0 | 0 | 0 | 0.86122 | 3.3132 | 5.4837 | 9.879 | 12.0776 | 15.0662 | Calculation
| VI.a | V.05 | Gaseous hydrocarbons | [29 empty] | 4.6799 | 6.6524 | 8.503 | 9.7206 | 10.3751 | 12.6546 | 17.4844 | 18.9159 | 19.2448 | 20.2946 | 20.9126 | 21.9233 | 22.8956 | Calculation |  | 0 |  | 0 | 0 | 0 | 0 | 0 | 0 | 0 | 0 | 0
Total from Bio Energy and Waste
| V | V.03 | Solid hydrocarbons | [29 empty] | 11.2811 | 11.5129 | 9.983 | 10.7253 | 11.7832 | 13.2077 | 12.9045 | 18.4585 | 18.888 | 18.5089 | 20.7142 | 23.7039 | 28.7164 | Calculation |  | 937.2336 |  | 948.4098 | 947.5049 | 946.6399 | 945.8151 | 945.0309 | 944.2878 | 939.9735 | 935.1007 | 930.228
| V | V.04 | Liquid hydrocarbons | [29 empty] | 0 | 0 | 0 | 0 | 0 | 0 | 0 | 0.86122 | 3.3132 | 5.4837 | 9.879 | 12.0776 | 15.0662 | Calculation |  | 0 |  | 0.13142 | 3.0141 | 6.6403 | 11.1746 | 16.858 | 23.8124 | 32.2828 | 42.4433 | 54.6569
| V | V.05 | Gaseous hydrocarbons | [29 empty] | 4.6799 | 6.6524 | 8.503 | 9.7206 | 10.3751 | 12.6546 | 17.4844 | 18.9159 | 19.2448 | 20.2946 | 20.9126 | 21.9233 | 22.8956 | Calculation |  | 9.1778 |  | 10.3058 | 11.346 | 12.3863 | 13.4265 | 14.4667 | 14.832 | 15.2066 | 15.5905 | 15.9842
1
Primary supply, format for web-based interface
| N.01 | Nuclear fission | 0 | 0 | [42 empty] | 0 | 80.9477 |  | 93.7712 | 199.965 | 193.5533 | 193.5533 | 189.546 | 180.7299 | 176.3218 | 167.5057 | 167.5057
| R.01 | Solar | 0 | 0 | [42 empty] | 0 | 0 |  | 1.5673 | 10.9115 | 27.2655 | 48.893 | 74.077 | 96.0312 | 108.3126 | 106.2785 | 92.93
| R.02 | Wind | 0 | 0 | [42 empty] | 0 | 12.4372 |  | 18.7222 | 36.6049 | 59.9663 | 84.3358 | 115.4989 | 136.9861 | 151.0382 | 161.1629 | 161.9518
| R.06 | Hydro | 0 | 0 | [42 empty] | 0 | 128.5106 |  | 155.8439 | 189.4176 | 195.7511 | 199.5643 | 203.4652 | 205.4375 | 205.7159 | 206.6043 | 207.196
| Y.02 | Electricity oversupply (imports) | 0 | 0 | [42 empty] | 0 | 1 |  | 0 | 14 | 21 | 31 | 40 | 49 | 55 | 55 | 55
|  | Bio Energy | 0 | 0 | [42 empty] | 0 | 946.4113 |  | 958.847 | 961.865 | 965.6665 | 970.4161 | 976.3556 | 982.9322 | 987.4628 | 993.1345 | 1000.8692
|  | Coal | 0 | 0 | [42 empty] | 0 | 2316.2462 |  | 3231.2892 | 4462.5039 | 6598.8813 | 9254.0874 | 12761.051 | 15968.227 | 19511.6881 | 22662.1162 | 26194.7605
|  | Oil | 0 | 0 | [42 empty] | 0 | 1630.7748 |  | 1902.1641 | 2574.5516 | 3472.7892 | 4562.3245 | 5850.8911 | 7335.6793 | 8828.3558 | 10507.4503 | 12422.63
|  | Natural gas | 0 | 0 | [42 empty] | 0 | 430.8702 |  | 581.2481 | 921.3236 | 1089.3246 | 1260.1738 | 1472.0196 | 1708.502 | 1969.556 | 2252.8472 | 2577.2839
|  | Renewables and Clean Energy | [45 empty] | 221.8955 | 0 | 269.9045 | 436.899 | 476.5361 | 526.3463 | 582.587 | 619.1847 | 641.3885 | 641.5514 | 629.5836
|  | Total Primary Supply | 0 | 0 | [42 empty] | 0 | 5547.1981 |  | 6943.4529 | 9371.1432 | 12624.1977 | 16604.348 | 21682.9043 | 26663.5253 | 31993.4511 | 37112.0996 | 42880.1272
|  | Imported Hydrocarbons |  | 0 | [42 empty] | 0 | 1764.6477 |  | 2211.9002 | 4041.6393 | 6836.0147 | 10435.368 | 15310.6473 | 20134.3398 | 26010.2595 | 31596.3945 | 37776.9572
|  | Primary demand | [44 empty] | 0 | 5547.1981 |  | 6941.9889 | 9371.1432 | 12624.1977 | 16604.348 | 21682.9043 | 26663.5253 | 31993.4511 | 37112.0996 | 42880.1272
|  | Do-nothing Scenario | [45 empty] | 5547.1981 |  | 6941.9889 | 9371.1432 | 12624.1977 | 16604.348 | 21682.9043 | 26663.5253 | 31993.4511 | 37112.0996 | 42880.1272
Electricity, format for web-based interface
| V.01 | [46 empty] | 2007 |  | 2012 | 2017 | 2022 | 2027 | 2032 | 2037 | 2042 | 2047 | 2052 | TWh
| X.a | Domestic Lighting & Appliances | [45 empty] | 117.7524 |  | 162.8229 | 294.1978 | 488.1202 | 762.1383 | 1157.912 | 1452.2442 | 1803.3634 | 2203.8938 | 2671.8455
| X.b | Commercial Lighting & Appliances | [45 empty] | 69.8186 |  | 69.8185 | 115.3951 | 190.7404 | 315.3108 | 521.2826 | 689.4051 | 911.7499 | 970.1753 | 1032.3445
| XII.a | Domestic passenger transport | [45 empty] | 7.8046 |  | 7.8046 | 9.9812 | 12.6777 | 15.1831 | 17.978 | 20.9964 | 23.918 | 26.47 | 28.24
| XII.b | Domestic freight | [45 empty] | 6.371 |  | 6.371 | 9.4069 | 13.1408 | 17.6101 | 22.8926 | 28.4049 | 30.8764 | 33.4848 | 35.9467
| XIII.a | Domestic Cooking | [45 empty] | 0.3066 |  | 0.40568 | 1.9119 | 3.0737 | 5.9878 | 10.9243 | 14.6052 | 19.2214 | 25.3784 | 29.2477
| XIII.b | Commercial Cooking | [45 empty] | 0 |  | 0 | 0 | 0 | 0 | 0 | 0 | 0 | 0 | 0
| XIV | Agriculture | [45 empty] | 99.549 |  | 135.8436 | 188.775 | 262.3257 | 335.7407 | 428.7781 | 506.9106 | 599.2678 | 658.5675 | 723.7193
| XVI | Telecom | [45 empty] | 2.3668 |  | 7.8894 | 11.3399 | 16.1172 | 21.5684 | 30.5503 | 43.3913 | 61.0882 | 81.7498 | 115.9637
| XV.a | Domestic Gas Production | [45 empty] | 0 |  | 0 | 0 | 0 | 0 | 0 | 0 | 0 | 0 | 0
| XV.b | Domestic Coal Production | [45 empty] | 0 |  | 0 | 0 | 0 | 0 | 0 | 0 | 0 | 0 | 0
| XV.c | Domestic Oil Production
| XVII.a | Fossil Fuel Transfer
| XI | Industry | [45 empty] | 291.7178 |  | 401.235 | 503.1177 | 638.2062 | 792.4819 | 966.1785 | 1200.6228 | 1462.2793 | 1752.1756 | 2061.2613
|  | Total | [45 empty] | 595.6868 |  | 792.1907 | 1134.1255 | 1624.4019 | 2266.0212 | 3156.4965 | 3956.5806 | 4911.7645 | 5751.8953 | 6698.5687
|  | Transport | [45 empty] | 14.1756 |  | 14.1756 | 19.3881 | 25.8185 | 32.7932 | 40.8706 | 49.4013 | 54.7944 | 59.9548 | 64.1866
|  | Industry | [45 empty] | 291.7178 |  | 401.235 | 503.1177 | 638.2062 | 792.4819 | 966.1785 | 1200.6228 | 1462.2793 | 1752.1756 | 2061.2613
|  | Cooking | [45 empty] | 0.3066 |  | 0.40568 | 1.9119 | 3.0737 | 5.9878 | 10.9243 | 14.6052 | 19.2214 | 25.3784 | 29.2477
|  | Lighting & appliances | [45 empty] | 187.5709 |  | 232.6415 | 409.5929 | 678.8605 | 1077.4491 | 1679.1947 | 2141.6493 | 2715.1133 | 3174.0691 | 3704.19
|  | Telecom | [45 empty] | 99.549 |  | 135.8436 | 188.775 | 262.3257 | 335.7407 | 428.7781 | 506.9106 | 599.2678 | 658.5675 | 723.7193
|  | Agriculture | [45 empty] | 2.3668 |  | 7.8894 | 11.3399 | 16.1172 | 21.5684 | 30.5503 | 43.3913 | 61.0882 | 81.7498 | 115.9637
|  | Total | [45 empty] | 595.6868 |  | 792.1907 | 1134.1255 | 1624.4019 | 2266.0212 | 3156.4965 | 3956.5806 | 4911.7645 | 5751.8953 | 6698.5687
Emissions
| I | Hydrocarbon fuel power generation | [45 empty] | 595.0662 |  | 784.1693 | 1077.3495 | 1588.2702 | 2251.6991 | 3180.5599 | 4005.6499 | 4971.7137 | 5854.0817 | 6857.2397
| IX | Buildings | [45 empty] | 0 |  | 0 | 0 | 0 | 0 | 0 | 0 | 0 | 0 | 0
| X | Lighting and appliances | [45 empty] | 1.994 |  | 1.833 | 1.5594 | 1.2521 | 0.8996 | 0.51207 | 0.41077 | 0.2896 | 0.15321 | 0
| XI | Industry | [45 empty] | 658.6278 |  | 982.2829 | 1349.3894 | 1929.0189 | 2590.0594 | 3324.2857 | 4109.8305 | 4854.8044 | 5532.528 | 6218.3944
| XII | Transport | [45 empty] | 221.706 |  | 221.706 | 332.7234 | 482.0977 | 665.9782 | 892.1918 | 1159.1376 | 1412.0432 | 1690.8392 | 2002.9666
| XIII | Cooking | [45 empty] | 10.7045 |  | 16.2609 | 24.2395 | 35.9335 | 52.7514 | 195.3974 | 103.0792 | 137.8063 | 184.2336 | 246.3033
| XIV | Agriculture | [45 empty] | 20.879 |  | 27.036 | 37.2107 | 50.9955 | 68.1865 | 85.7049 | 91.5871 | 98.6988 | 103.8192 | 109.5639
| XVI | Telecom | [45 empty] | 3.0727 |  | 10.2423 | 11.969 | 14.3061 | 18.615 | 21.9403 | 23.4752 | 26.3751 | 33.3593 | 47.3208
| V | Bioenergy | [45 empty] | -313.8937 |  | -317.7449 | -316.4994 | -315.4661 | -314.6889 | -314.2324 | -313.9948 | -312.9239 | -312.1118 | -311.8493
|  | Total | [45 empty] | 1198.1565 |  | 1725.7855 | 2517.9416 | 3786.4078 | 5333.5002 | 7386.3598 | 9179.1755 | 11188.8072 | 13086.9025 | 15169.9395
Emissions per capita
[48 empty] | 2007 |  | 2012 | 2017 | 2022 | 2027 | 2032 | 2037 | 2042 | 2047 | 2052
| I | Hydrocarbon fuel power generation | [45 empty] | 0.48938 |  | 0.6449 | 0.83286 | 1.1479 | 1.5492 | 2.0735 | 2.5159 | 2.9958 | 3.4351 | 3.9005
| IX | Buildings | [45 empty] | 0 |  | 0 | 0 | 0 | 0 | 0 | 0 | 0 | 0 | 0
| X | Lighting and appliances | [45 empty] | 0.0016399 |  | 0.0015074 | 0.0012055 | 0.00090495 | 0.00061894 | 0.00033383 | 0.000258 | 0.0001745 | 8.9902e-05 | 0
| XI | Industry | [45 empty] | 0.54166 |  | 0.80783 | 1.0432 | 1.3942 | 1.782 | 2.1672 | 2.5813 | 2.9253 | 3.2465 | 3.5372
| XII | Transport | [45 empty] | 0.18233 |  | 0.18233 | 0.25722 | 0.34844 | 0.4582 | 0.58164 | 0.72803 | 0.85084 | 0.99218 | 1.1393
| XIII | Cooking | [45 empty] | 0.0088034 |  | 0.013373 | 0.018739 | 0.025971 | 0.036293 | 0.12738 | 0.064742 | 0.083037 | 0.10811 | 0.1401
| XIV | Agriculture | [45 empty] | 0.017171 |  | 0.022235 | 0.028766 | 0.036857 | 0.046913 | 0.055872 | 0.057524 | 0.059472 | 0.060921 | 0.062322
| XVI | Telecom | [45 empty] | 0.002527 |  | 0.0084233 | 0.0092528 | 0.01034 | 0.012807 | 0.014303 | 0.014744 | 0.015893 | 0.019575 | 0.026917
| V | Bioenergy | [45 empty] | -0.25815 |  | -0.26131 | -0.24467 | -0.22801 | -0.21651 | -0.20485 | -0.19721 | -0.18856 | -0.18315 | -0.17739
|  | Total | [45 empty] | 0.98537 |  | 1.4193 | 1.9465 | 2.7367 | 3.6695 | 4.8153 | 5.7653 | 6.742 | 7.6793 | 8.629
[61 empty] | 2020 | 2025 | 2030 | 2035
[61 empty] | 120 | 127 | 136 | 145
[61 empty] | 5.2 | 5.8 | 6.2 | 6.9
[61 empty] | 12.4 | 12.9 | 13.4 | 14
[61 empty] | 112 | 116 | 118 | 120
Fuel Import Costs*
* Taken from the current policy scenario of the World Energy Outlook at $2012 prices
[48 empty] | 2007 |  | 2012 | 2017 | 2022 | 2027 | 2032 | 2037 | 2042 | 2047 | 2052
|  | Coal Imports in TWh | [45 empty] | 312.8774 |  | 526.8957 | 1319.3125 | 3014.7305 | 5379.5825 | 8802.5686 | 11942.6555 | 16105.0859 | 19783.8525 | 23759.6487 |  | 46.5364
|  | Cost of Coal Imports in INR Cr/TWh | [45 empty] | 127.7419 | 0 | 127.7419 | 127.7419 | 144.5161 | 149.6774 | 152.2581 | 154.8387 | 154.8387 | 154.8387 | 154.8387
|  | Total Cost of Coal Imports INR Cr | [45 empty] | 39967.5705 |  | 67306.6753 | 168531.5289 | 435677.1852 | 805202.0189 | 1340262.0541 | 1849185.3742 | 2493690.7159 | 3063306.1892 | 3678913.3432
|  | Oil Imports in TWh | [45 empty] | 1235.4943 |  | 1459.1774 | 2094.1308 | 3065.9674 | 4157.6318 | 5448.0547 | 6933.9942 | 8427.2255 | 10106.2604 | 12020.7419
|  | Cost of Oil Imports in INR Cr/TWh | [45 empty] | 401.6706 | 0 | 401.6706 | 401.6706 | 442.2061 | 468.0015 | 501.1669 | 534.3324 | 534.3324 | 534.3324 | 534.3324
|  | Total Cost of Oil Imports INR Cr | [45 empty] | 496261.6926 |  | 586108.5868 | 841150.7024 | 1355789.5199 | 1945777.7957 | 2730384.847 | 3705057.7303 | 4502939.5712 | 5400102.3065 | 6423071.7675
|  | Gas Imports in TWh | [45 empty] | 134.3282 |  | 132.056 | 414.231 | 540.7636 | 673.6005 | 830.4781 | 1027.9602 | 1246.6262 | 1483.7759 | 1774.0609
|  | Cost of Gas Imports in INR Cr/TWh | [45 empty] | 212.9289 | 0 | 212.9289 | 212.9289 | 221.1185 | 231.3555 | 241.5924 | 255.9242 | 255.9242 | 255.9242 | 255.9242
|  | Total Cost of Gas Imports INR Cr | [45 empty] | 28602.3607 |  | 28118.5337 | 88201.7559 | 119572.8205 | 155841.1567 | 200637.2001 | 263079.8518 | 319041.7847 | 379734.1155 | 454025.0735
|  | Coal Imports | [45 empty] | 39967.5705 |  | 67306.6753 | 168531.5289 | 435677.1852 | 805202.0189 | 1340262.0541 | 1849185.3742 | 2493690.7159 | 3063306.1892 | 3678913.3432
|  | Oil Imports | [45 empty] | 496261.6926 |  | 586108.5868 | 841150.7024 | 1355789.5199 | 1945777.7957 | 2730384.847 | 3705057.7303 | 4502939.5712 | 5400102.3065 | 6423071.7675
|  | Gas Imports | [45 empty] | 28602.3607 |  | 28118.5337 | 88201.7559 | 119572.8205 | 155841.1567 | 200637.2001 | 263079.8518 | 319041.7847 | 379734.1155 | 454025.0735
|  | Total Fuel Import Costs | [45 empty] | 564831.6238 |  | 681533.7958 | 1097883.9873 | 1911039.5256 | 2906820.9713 | 4271284.1012 | 5817322.9563 | 7315672.0717 | 8843142.6113 | 10556010.1843
|  | Note: | The costs will be in INR Cr | bar: 2012 to 2017; 2037 to 2052
Electricity Generation For Webtool
| V.02 | TWh/year | [45 empty] | 2007 |  | 2012 | 2017 | 2022 | 2027 | 2032 | 2037 | 2042 | 2047 | 2052
| I.a | Gas Power Stations | [28 empty] | 221.2 | 214.6 | 221.2 | 226.3 | 241.6 | 248.5 | 250.7 | 258.7 | 262.6 | 264.2 | 267.6 | 276.5 | 279.3 | 250.1 | 263.1 | Dukes 5.6 sum of generation - used on works for coal, oil gas and renewables |  | 64.0088 |  | 96.5961 | 109.8605 | 109.8605 | 109.8605 | 109.8605 | 109.8605 | 109.8605 | 109.8605 | 109.8605
| I.b | Coal power stations | [45 empty] | 489.6898 |  | 710.8629 | 987.4332 | 936.057 | 857.505 | 774.0835 | 711.698 | 631.6617 | 563.1205 | 336.9433
| I.c | Carbon Capture Storage (CCS) | [45 empty] | 0 |  | 0 | 0 | 0 | 0 | 2.5772 | 6.1362 | 14.3587 | 19.5131 | 27.2447
| I.d | Electricity Balancing Requirement | [28 empty] | 221.2 | 214.6 | 221.2 | 226.3 | 241.6 | 248.5 | 250.7 | 258.7 | 262.6 | 264.2 | 267.6 | 276.5 | 279.3 | 250.1 | 263.1 | Sum of above | 0 | 57.2532 |  | 0 | 15.5621 | 614.2986 | 1405.4268 | 2482.3021 | 3425.6911 | 4535.8405 | 5546.2791 | 6862.5786
| II | Nuclear power | [45 empty] | 28.3317 |  | 32.8199 | 69.9877 | 67.7436 | 67.7436 | 66.3411 | 63.2555 | 61.7126 | 58.627 | 58.627
| III | Hydro Power Generation | [28 empty] | 85.8 | 89.3 | 90.6 | 87.7 | 78.3 | 83 | 81.1 | 81.9 | 73.7 | 75.2 | 69.2 | 57.2 | 47.7 | 62.8 | 56.5 | Dukes 5.6 Nuclear generation - used on works |  | 121.4968 |  | 143.7624 | 171.8136 | 171.8136 | 171.8136 | 171.8136 | 171.8136 | 171.8136 | 171.8136 | 171.8136
| IV.a | Solar PV | [38 empty] | 3.6 | 4.5 | 5.8 | 7.6 | 7.1 | Dukes 7.4 Generation Onshore wind |  | 0 |  | 1.5673 | 8.2727 | 18.5584 | 32.7923 | 47.8234 | 60.993 | 69.1199 | 68.1118 | 59.6088
| IV.b | Solar CSP | [38 empty] | 0.7 | 0.8 | 1.3 | 1.7 | 3 | Dukes 7.4 Generation Offshore wind |  | 0 |  | 0 | 2.5246 | 8.5731 | 15.6385 | 25.7194 | 33.7842 | 37.8165 | 35.2919 | 29.2434
| IV.c.1 | Onshore Wind | [28 empty] | 2.8 | 3.3 | 4.2 | 4.4 | 4.3 | 3.2 | 3.9 | 2.6 | 3.9 | 3.8 | 3.7 | 4.1 | 4.2 | 4.3 | 2.7 | Dukes 5.6 Hydro - natural flow generation - used on works |  | 12.4372 |  | 18.7222 | 36.6049 | 58.5199 | 81.3115 | 110.8967 | 129.1406 | 139.8615 | 148.2769 | 148.8028
| IV.c.2 | Offshore Wind | [45 empty] | 0 |  | 0 | 0 | 1.4464 | 3.0243 | 4.6021 | 7.8456 | 11.1766 | 12.886 | 13.149
| IV.d | Small Hydro | [45 empty] | 7.0138 |  | 12.0815 | 17.604 | 23.9375 | 27.7507 | 31.6516 | 33.6239 | 33.9023 | 34.7907 | 35.3824
| V.a | Biomass Based Electricity& Biogas | [45 empty] | 9.5384 |  | 9.7454 | 11.1191 | 12.4928 | 13.8665 | 15.2402 | 16.6139 | 17.9876 | 19.3613 | 20.735
| VI.a | Waste to Electricity | [45 empty] | 0 |  | 0 | 0 | 0 | 0 | 0 | 0 | 0 | 0 | 0
| VII.a | Electricity imports | [38 empty] | 7.9 | 9.4 | 11.3 | 13.6 | 12.9 | Sum of above |  | 1 |  | 4 | 14 | 21 | 31 | 40 | 49 | 55 | 55 | 55
|  | Total generation supplied to grid | [38 empty] | 352.2 | 348.4 | 349.3 | 329.3 | 335.1 | Sum of above |  | 790.7697 |  | 1030.1577 | 1444.7826 | 2044.3014 | 2817.7334 | 3882.9115 | 4819.456 | 5890.1122 | 6842.9324 | 7928.9892
Import proportions
| Y.04 | Coal imports |  |  | -29.5286 | 9.7576 | 22.9692 | -10.6647 | 1.9538 | 14.3514 | 5.8615 | 0.09304 | -4.9776 | 13.3047 | 19.8873 | -42.938 | -27.1328 | -13.1535 | 73.4086 | 81.8868 | 60.2318 | 63.8603 | 89.2602 | 82.5963 | 97.5873 | 139.1762 | 152.3646 | 141.2929 | 113.2995 | 124.7434 | 142.4194 | 155.1279 | 167.9398 | 154.2694 | 177.5427 | 266.1642 | 213.1573 | 242.6809 | 274.5941 | 333.1785 | 382.6342 | 329.578 | 329.255 | 281.3781 | 192.8117 | Dukes long-term trends 1.1.2 coal imports - coal exports |  | 312.8774 |  | 526.8957 | 1319.3125 | 3014.7305 | 5379.5825 | 8802.5686 | 11942.6555 | 16105.0859 | 19783.8525 | 23759.6487
| Y.05 | Oil imports | [30 empty] | -467.1073 | -598.1542 | -491.289 | -425.9238 | -385.362 | -265.313 | -26.7418 | 59.056 | 116.2689 | 79.744 | 146.4394 | 115.6479 | 156.5422 | Dukes 1.1 Primary oils imports - exports |  | 1235.4943 |  | 1459.1774 | 2094.1308 | 3065.9674 | 4157.6318 | 5448.0547 | 6933.9942 | 8427.2255 | 10106.2604 | 12020.7419
| Y.06 | Gas imports |  |  | 9.759 | 9.73 | 8.968 | 8.587 | 7.122 | 9.818 | 11.254 | 19.548 | 55.361 | 95.424 | 116.291 | 124.262 | 115.001 | 124.497 | 147.415 | 147.122 | 137.099 | 128.893 | 115.441 | 113.77 | 79.833 | 72.007 | 60.635 | 41.704 | 23.496 | 8.225 | 4.601 | -7.604 | -21.022 | -71.571 | -120.31 | -107.866 | -90.238 | -90.741 | 18.921 | 77.1469 | 123.4386 | 214.8687 | 284.3842 | 318.689 | 413.0981 | Dukes long-term trends 4.1.1 Methane imports - exports |  | 134.3282 |  | 132.056 | 414.231 | 540.7636 | 673.6005 | 830.4781 | 1027.9602 | 1246.6262 | 1483.7759 | 1774.0609
|  | Overall imports | [45 empty] | 1682.7 |  | 2118.129 | 3827.6743 | 6621.4614 | 10210.8148 | 15081.1013 | 19904.61 | 25778.9376 | 31373.8888 | 37554.4515
|  | Country |  | Electricity demand per capita
|  | Iceland 2012 |  | 5.2621e-05
|  | US 2012 |  | 1.192e-05
|  | China 2012 |  | 2.5595e-06
|  | UK 2012 |  | 5.4673e-06
|  | India 2012 |  | 4.9839e-07
|  | India 2047 |  | 3.3752e-06
http://www.photius.com/rankings/economy/electricity_consumption_per_capita_2012_0.html
SOURCE: CIA World Factbook 2012
Population Statistics
|  | Year | Population
|  | 2007 | 1215947696.8037
|  | 2012 | 1215947696.8037
|  | 2017 | 1293560155.5197
|  | 2022 | 1383591897.8913
|  | 2027 | 1453466914.9091
|  | 2032 | 1533937577.5379
|  | 2037 | 1592149418.7439
|  | 2042 | 1659579084.9869
|  | 2047 | 1704172882.3936

## Control
INSTRUCTIONS ARE AVAILABLE AT: | [9 empty] | Version 1.0.6
Trajectory selection | [5 empty] | Trajectory Descriptions |  |  |  | Example pathways | [6 empty] | Energy supply and demand | Emissions |  | Energy Security Contextual Data | Trajectory Descriptions (slightly longer for story tab)
Supply |  |  |  | YOUR CHOICE | LIMIT | 1 (or A) | 2 (or B) | 3 (or C) | 4 (or D) | Least Effort Scenario (All at level 1) | Heroic Effort Scenario (All Level 4s) | Aggressive Effort Scenario (All Level 3s) | Determined Effort Scenario (All Level 2s) | Maximum Energy Security (Heroic Effort in Demand Sectors) | Minimum Emissions Pathway | Max Energy Security (Determined Effort in Demand Sectors) |  |  |  |  | 1 (or A) | 2 (or B) | 3 (or C) | 4 (or D)
Electricity Generation | India Electricity Generation | I.a | Gas Power Stations | 1 | 4 | Least Effort Scenario : No new capacity added due to high prices. The gas based generation would reach a level of 109.9 TWh in 2047. | Determined Effort Scenario: New projects get connected to the pipeline. The gas based power generation capacity will remain reach to 67 GW in 2047. | Aggressive Effort Scenario: Assumes free gas market in the country . This level the gas based generation capacity would reach to a level of 122 GW and the corresponding generation would be about 641 TWh in 2047. | Heroic Effort Scenario: No constraint in gas availability and that imports are unlimited and there is a complete free gas market. the gas based generation capacity and the corresponding generation would be about 1161 TWh in the year 2047. | 1 | 4 | 3 | 2 | 2 | 1 | 2 |  |  |  |  | Least Effort Scenario No new capacity added due to high prices. The gas based generation would reach a level of 109.9 TWh in 2047. | Determined Effort Scenario: New projects get connected to the pipeline. The gas based power generation capacity will remain reach to 67 GW in 2047. | Aggressive Effort Scenario: assumes free gas market in the country . This level the gas based generation capacity would reach to a level of 122 GW and the corresponding generation would be about 641 TWh in 2047. | Heroic Effort Scenario: no constraint in gas availability and that imports are unlimited and there is a complete free gas market. the gas based generation capacity and the corresponding generation would be about 1161 TWh in the year 2047.
|  | I.b | Coal Power Stations
|  |  | Coal Power Stations | 1 | 4 | Least Effort Scenario : Increasing fuel prices, import dependence, pressure to reduce carbon emissions. total electricity generated in 2047 from coal-fired power plants would be 1584 TWh. | Determined Effort Scenario: Electricity generated from coal-fired plants in 2047 would be 2141 TWh. | Aggressive Effort Scenario: Capacity addition at a slightly lower level . Total generation of 3051 TWh in 2047. | Heroic Effort Scenario: Assumes a high coal based capacity. electricity generation of 4038 TWh in 2047. | 1 | 4 | 3 | 2 | 2 | 1 | 2 |  |  |  |  | Least Effort Scenario : Increasing fuel prices, import dependence, pressure to reduce carbon emissions. total electricity generated in 2047 from coal-fired power plants would be 1584 TWh. | Determined Effort Scenario: Electricity generated from coal-fired plants in 2047 would be 2141 TWh. | Aggressive Effort Scenario: Capacity addition at a slightly lower level . Total generation of 3051 TWh in 2047. | Heroic Effort Scenario: Assumes a high coal based capacity. electricity generation of 4038 TWh in 2047.
|  |  | Efficiency of Coal Power Stations | 1 | 4 | Least Effort Scenario : New technology development/deployment will be slow. total demand for Indian grade coal in 2047 for India, would be 1383 million tons. | Determined Effort Scenario : New technology development/deployment will be slightly faster. Total demand for Indian grade coal in 2047 is expected at 1345 million tons. | Aggressive Effort Scenario : New technology development/deployment will be encouraged and hence its adoption would be faster. demand for Indian grade coal in 2047 in this scenario is 1309 million tons. | Heroic Effort Scenario : New technology development/deployment will be aggressively promoted. Total demand for Indian grade coal in 2047 in this scenario is 1277 million tons. | 1 | 4 | 3 | 2 | 4 | 4 | 4 |  |  |  |  | Least Effort Scenario : New technology development/deployment will be slow. total demand for Indian grade coal in 2047 for India, would be 1383 million tons. | Determined Effort Scenario : New technology development/deployment will be slightly faster. Total demand for Indian grade coal in 2047 is expected at 1345 million tons. | Aggressive Effort Scenario : New technology development/deployment will be encouraged and hence its adoption would be faster. demand for Indian grade coal in 2047 in this scenario is 1309 million tons. | Heroic Effort Scenario : New technology development/deployment will be aggressively promoted. Total demand for Indian grade coal in 2047 in this scenario is 1277 million tons.
|  | I.c | CCS power stations
|  |  | CCS power Stations | 1 | 4 | Least Effort Scenario : No planned generation plants with CCS until 2025. Generation with CCS usage will increase to 7 GW till 2047. | Determined Effort Scenario : Generation with CCS usage will be deployed at a slow rate. Generation with CCS will reach 35 GW by 2047. | Aggressive Effort Scenario : CCS-equipped capacity is expected to grow, India will target generation capacity of 70 GW by 2047. | Heroic Effort Scenario : More generation plants with CCS technology will be deployed, increasing to 88 GW by 2047. | 1 | 4 | 3 | 2 | 1 | 2 | 1 |  |  |  |  | Least Effort Scenario : no planned generation plants with CCS until 2025. Generation with CCS usage will increase to 7 GW till 2047. | Determined Effort Scenario : Generation with CCS usage will be deployed at a slow rate. Generation with CCS will reach 35 GW by 2047. | Aggressive Effort Scenario : CCS-equipped capacity is expected to grow, India will target generation capacity of 70 GW by 2047. | Heroic Effort Scenario : More generation plants with CCS technology will be deployed, increasing to 88 GW by 2047.
|  |  | CCS fuel Mix | 1 | 4 | Least Effort Scenario : The Fuel Split for level 1 is completely based on coal supply. Gas supply is not being utilized for CCS at this stage. | Determined Effort Scenario : The Fuel Split is in the ratio 9:1 for coal and gas respectively. | Aggressive Effort Scenario : The Fuel Split is in the ratio 9:1 for coal and gas respectively. | Heroic Effort Scenario : The Fuel Split is in the ratio 9:1 for coal and gas respectively. | 1 | 4 | 3 | 2 | 4 | 4 | 4 |  |  |  |  | Least Effort Scenario : The Fuel Split for level 1 is completely based on coal supply. Gas supply is not being utilized for CCS at this stage. | Determined Effort Scenario : The Fuel Split is in the ratio 9:1 for coal and gas respectively. | Aggressive Effort Scenario : The Fuel Split is in the ratio 9:1 for coal and gas respectively. | Heroic Effort Scenario : The Fuel Split is in the ratio 9:1 for coal and gas respectively.
|  | II | Nuclear Power Stations | 1 | 4 | Least Effort Scenario : Reactors currently under construction (5,300 MW) are completed and commissioned. | Determined Effort Scenario : Assumes that new reactors are developed in the eight new sites identified. | Aggressive Effort Scenario : Assumes that all the new sites are fully utilized with new reactors. Six reactors are assumed per site. | Heroic Effort Scenario : This assumes that three new sites are identified, which can accommodate about 15,000 MW through new PHWRs and LWRs. | 1 | 4 | 3 | 2 | 2 | 3 | 2 |  |  |  |  | Least Effort Scenario : Reactors currently under construction (5,300 MW) are completed and commissioned. | Determined Effort Scenario : Assumes that new reactors are developed in the eight new sites identified. | Aggressive Effort Scenario : Assumes that all the new sites are fully utilized with new reactors. Six reactors are assumed per site. | Heroic Effort Scenario : This assumes that three new sites are identified, which can accommodate about 15,000 MW through new PHWRs and LWRs.
|  | III | Hydro Power Sations | 1 | 4 | Least Effort Scenario : The current hydro plants continue to operate with scheduled maintenance efforts through the period of analysis. | Determined Effort Scenario : Through various measures, the Government of India (GoI) aims to realize 100% hydropower potential of the country by 2025 – 26. Pumped hydro schemes which are under construction are completed. | Aggressive Effort Scenario : In addition to achievement of govt. plans, this scenario includes the benefits from completion of R&M and Life Extension (LE) efforts. | Heroic Effort Scenario : Technology advancements are assumed to result in exploitation of full potential of large hydro. There are advances in technology development, and R&D efforts in de-silting, integration of regional grids, forecasting and such. | 1 | 4 | 3 | 2 | 2 | 3 | 2 |  |  |  |  | Least Effort Scenario : The current hydro plants continue to operate with scheduled maintenance efforts through the period of analysis. | Determined Effort Scenario : Through various measures, the Government of India (GoI) aims to realize 100% hydropower potential of the country by 2025 – 26. Pumped hydro schemes which are under construction are completed. | Aggressive Effort Scenario : In addition to achievement of govt. plans, this scenario includes the benefits from completion of R&M and Life Extension (LE) efforts. | Heroic Effort Scenario : Technology advancements are assumed to result in exploitation of full potential of large hydro. There are advances in technology development, and R&D efforts in de-silting, integration of regional grids, forecasting and such.
|  | IV.a | Solar PV | 1 | 4 | Least Effort Scenario : Solar PV capacity addition would be significantly slower. Capacity would increase to roughly 11 GW by 2022, peak at 37 GW in 2047. | Determined Effort Scenario: Capacity addition would follow the JNNSM trajectory. Capacity addition increases strongly thereafter culminating in a cumulative capacity of 150 GW by 2047. | Aggressive Effort Scenario: Steady drop in solar PV prices and marginal increase in fossil fuels prices, reach 248 GW by 2047. | Heroic Effort Scenario: In this scenario, there is absolutely no barrier (economic, social or technical) to the growth of solar PV. reaches a potential of 420 GW. | 1 | 4 | 3 | 2 | 2 | 4 | 4 |  |  |  |  | Least Effort Scenario : Solar PV capacity addition would be significantly slower. Capacity would increase to roughly 11 GW by 2022, peak at 37 GW in 2047. | Determined Effort Scenario: Capacity addition would follow the JNNSM trajectory. Capacity addition increases strongly thereafter culminating in a cumulative capacity of 150 GW by 2047. | Aggressive Effort Scenario: Steady drop in solar PV prices and marginal increase in fossil fuels prices, reach 248 GW by 2047. | Heroic Effort Scenario: In this scenario, there is absolutely no barrier (economic, social or technical) to the growth of solar PV. reaches a potential of 420 GW.
|  | IV.b | Solar CSP | 1 | 4 | Least Effort Scenario : Only 1 GW would be operational in the next 5 years (mainly due to higher costs), beyond which there will be a slight increase in generation capacity. Generation in 2047 would be to the tune of 35 TWh. | Determined Effort Scenario: Assumes that there is slow but consistent growth in capacity addition of CSP. Capacity in this level in year 2047 is 46 GW. | Aggressive Effort Scenario: Assumes that CSP costs come down significantly and that there are no limitations on plant size. Generation by 2047 reaches 357 TWh. | Heroic Effort Scenario: Costs of solar system and storage fall as higher temperature technologies are introduced. Generation by 2047 reaches 745 TWh. | 1 | 4 | 3 | 2 | 2 | 3 | 3 |  |  |  |  | Least Effort Scenario : Only 1 GW would be operational in the next 5 years (mainly due to higher costs), beyond which there will be a slight increase in generation capacity. Generation in 2047 would be to the tune of 35 TWh. | Determined Effort Scenario: assumes that there is slow but consistent growth in capacity addition of CSP. Capacity in this level in year 2047 is 46 GW. | Aggressive Effort Scenario: assumes that CSP costs come down significantly and that there are no limitations on plant size. Generation by 2047 reaches 357 TWh. | Heroic Effort Scenario: Costs of solar system and storage fall as higher temperature technologies are introduced. Generation by 2047 reaches 745 TWh.
|  | IV.c.1 | Onshore Wind | 1 | 4 | Least Effort Scenario : capacity addition would be significantly slower. Capacity would increase to 67 GW by 2047. | Determined Effort Scenario: Assumes that the capacity addition would follow the 12th and 13th Plan trajectories. Reaches a capacity of 202 GW by 2047. | Aggressive Effort Scenario: Capacity addition in this highly optimistic scenario, to be slightly higher than the 12/13th Plan requirements. It would reach 270 GW by 2047 | Heroic Effort Scenario: There is absolutely no barrier (economic, social or technical) to the growth of onshore wind power. it reaches approximately 300 GW and by 2047 a high of 410 GW. | 1 | 4 | 3 | 2 | 2 | 4 | 3 |  |  |  |  | Least Effort Scenario : capacity addition would be significantly slower. Capacity would increase to 67 GW by 2047. | Determined Effort Scenario: assumes that the capacity addition would follow the 12th and 13th Plan trajectories. Reaches a capacity of 202 GW by 2047. | Aggressive Effort Scenario: capacity addition in this highly optimistic scenario, to be slightly higher than the 12/13th Plan requirements. It would reach 270 GW by 2047 | Heroic Effort Scenario: There is absolutely no barrier (economic, social or technical) to the growth of onshore wind power. it reaches approximately 300 GW and by 2047 a high of 410 GW.
|  | IV.c.2 | Offshore Wind | 1 | 4 | Least Effort Scenario : Offshore wind takes off very slowly due to higher cost and other barriers, especially with regard to regulatory and associated clearances. | Determined Effort Scenario: Without any further improvement in technology and offshore wind potential assessment, the sector witnesses a gradual growth in capacity addition. | Aggressive Effort Scenario: With the improvement in potential, offshore site identification and cost reductions, India would gradually built up its offshore wind capacity/ | Heroic Effort Scenario: Offshore wind power does not face any economic or physical constraints and hence sees a rapid growth in capacity addition. | 1 | 4 | 3 | 2 | 2 | 3 | 3 |  |  |  |  | Least Effort Scenario : Offshore wind takes off very slowly due to higher cost and other barriers, especially with regard to regulatory and associated clearances. | Determined Effort Scenario: Without any further improvement in technology and offshore wind potential assessment, the sector witnesses a gradual growth in capacity addition. | Aggressive Effort Scenario: With the improvement in potential, offshore site identification and cost reductions, India would gradually built up its offshore wind capacity/ | Heroic Effort Scenario: offshore wind power does not face any economic or physical constraints and hence sees a rapid growth in capacity addition.
|  | IV.d | Small Hydro | 1 | 4 | Least Effort Scenario : Essentially capacity addition is very slow and only takes care of retirement. It further increases to 7.5 GW by 2027 and plateaus at 9 GW from about 2032-2047. | Determined Effort Scenario: Capacity addition slows down after this point and reaches the ultimate capacity of 15 GW 2047. | Aggressive Effort Scenario: Assumes an optimistic view by meeting not only the 12th and 13th Plan targets, but a slightly faster deployment. roughly 20 GW is met and maintained thereafter till 2047 | heroic Effort Scenario: Capacity deployment increases rapidly. overall SHP generation resulting in 115 TWh by 2047. | 1 | 4 | 3 | 2 | 2 | 3 | 3 |  |  |  |  | Least Effort Scenario : Essentially capacity addition is very slow and only takes care of retirement. It further increases to 7.5 GW by 2027 and plateaus at 9 GW from about 2032-2047. | Determined Effort Scenario: Capacity addition slows down after this point and reaches the ultimate capacity of 15 GW 2047. | Aggressive Effort Scenario: assumes an optimistic view by meeting not only the 12th and 13th Plan targets, but a slightly faster deployment. roughly 20 GW is met and maintained thereafter till 2047 | heroic Effort Scenario: Capacity deployment increases rapidly. overall SHP generation resulting in 115 TWh by 2047.
| Imported Electricity | VII.a | Electricity imports | 1 | 4 | Least Effort Scenario : Imports continue to be low as India also has opportunities for domestic power generation. | Determined Effort Scenario: Assumes imports continue to grow at a moderate pace of 5 GW from 13th Plan up to 2037 and thereafter maintain same level. | Aggressive Effort Scenario: Assumes aggressive growth in imports and assumes 7 GW from 13th Plan up to 2037 and thereafter it remains constant. | Heroic Effort Scenario: Assumes optimistic growth in imports and assumes power import from countries other than Bhutan and Nepal (an international grid). | 1 | 4 | 3 | 2 | 1 | 1 | 1 |  |  |  |  | Least Effort Scenario : Imports continue to be low as India also has opportunities for domestic power generation. | Determined Effort Scenario: assumes imports continue to grow at a moderate pace of 5 GW from 13th Plan up to 2037 and thereafter maintain same level. | Aggressive Effort Scenario: assumes aggressive growth in imports and assumes 7 GW from 13th Plan up to 2037 and thereafter it remains constant. | Heroic Effort Scenario: assumes optimistic growth in imports and assumes power import from countries other than Bhutan and Nepal (an international grid).
Bioenergy Supply | India Bioenergy | V.a | Agriculture and land use
|  |  | Biomass residue production | 1 | 4 | Least Effort Scenario : Agri Residue productivity constant, forest residue for cooking is close to saturation at 144 MT/year | Determined Effort Scenario : Agri Residue productivity increases at 0.25%/year, forest residue for cooking is close to saturation at 158 MT/year | Aggressive Effort Scenario : Agri Residue productivity constant, forest residue for cooking is close to saturation at 171MT/year | Heroic Effort Scenario : Agri Residue productivity constant, forest residue for cooking is close to saturation at 180 MT/year | 1 | 4 | 3 | 2 | 4 | 4 | 4 |  |  |  |  | Least Effort Scenario : Agri Residue productivity constant, forest residue for cooking is close to saturation at 144 MT/year | Determined Effort Scenario : Agri Residue productivity increases at 0.25%/year, forest residue for cooking is close to saturation at 158 MT/year | Aggressive Effort Scenario : Agri Residue productivity constant, forest residue for cooking is close to saturation at 171MT/year | Heroic Effort Scenario : Agri Residue productivity constant, forest residue for cooking is close to saturation at 180 MT/year
|  |  | Biomass residue End Use Application | 1 | 4 | Least Effort Scenario : 52% of the Agri Residue goes into cooking along with forestry arisings, 10% in electricity and 5% for liquid fuels. | Determined Effort Scenario : 39% of the Agri Residue goes into cooking along with forestry arisings, 18% in electricity and 10% for liquid fuels. | Aggressive Effort Scenario : 15% of the Agri Residue goes into cooking along with forestry arisings, 30% in electricity and 22% for liquid fuels. | Heroic Effort Scenario : 5% of the Agri Residue goes into cooking along with forestry arisings, 24% in electricity and 38% for liquid fuels. | 1 | 4 | 3 | 2 | 4 | 4 | 4 |  |  |  |  | Least Effort Scenario : 52% of the Agri Residue goes into cooking along with forestry arisings, 10% in electricity and 5% for liquid fuels. | Determined Effort Scenario : 39% of the Agri Residue goes into cooking along with forestry arisings, 18% in electricity and 10% for liquid fuels. | Aggressive Effort Scenario : 15% of the Agri Residue goes into cooking along with forestry arisings, 30% in electricity and 22% for liquid fuels. | Heroic Effort Scenario : 5% of the Agri Residue goes into cooking along with forestry arisings, 24% in electricity and 38% for liquid fuels.
|  | V.b | 1st Gen/2nd Gen Biofuel Productn | 1 | 4 | Least Effort Scenario : Production of 1st/2nd Gen biofuel reaches 4.7 MTOE | Determined Effort Scenario: More crop residue and waste land is utlized for biomass resulting in 8.8 MTOE of bio-fuel production | Aggressive Effort Scenario: Biofuel production reaches 40.2 MTOE | Heroic Effort Scenario: Better yeild from Sugarcane biproducts and more wasteland allocation increases production to 49 MTOE | 1 | 4 | 3 | 2 | 4 | 4 | 4 |  |  |  |  | Least Effort Scenario : Production of 1st/2nd Gen biofuel reaches 4.7 MTOE | Determined Effort Scenario: More crop residue and waste land is utlized for biomass resulting in 8.8 MTOE of bio-fuel production | Aggressive Effort Scenario: Biofuel production reaches 40.2 MTOE | Heroic Effort Scenario: Better yeild from Sugarcane biproducts and more wasteland allocation increases production to 49 MTOE
|  | V.c | Algae Biofuel Productn | 1 | 4 | Least Effort Scenario : Assumes almost no bio-production from Micro and Macro Algae | Determined Effort Scenario: Production increases to 2.8 MTOE | Aggressive Effort Scenario: Biofuel yeild from algae increases and production reaches to 28.6 MTOE | Heroic Effort Scenario: More Land and Sea area is allocated for algae production and production reaches 113.7 MTOE | 1 | 4 | 3 | 2 | 4 | 4 | 4 |  |  |  |  | Least Effort Scenario : Assumes almost no bio-production from Micro and Macro Algae | Determined Effort Scenario: Production increases to 2.8 MTOE | Aggressive Effort Scenario: Biofuel yeild from algae increases and production reaches to 28.6 MTOE | Heroic Effort Scenario: More Land and Sea area is allocated for algae production and production reaches 113.7 MTOE
| Waste | VI.a | Energy from Waste | 1 | 4 | Least Effort Scenario : Not much government impetus is assumed. Once the existing projects have lived their life, there will be no MSW based WtE projects, beyond 2037. | Determined Effort Scenario: Assumes that the capacity addition happens in line with 12th Plan targets, 18% of total ‘waste to electricity generation’ potential will be realized, resulting in approx 3,500MW installed power generation capacity. | Aggressive Effort Scenario: Assumes that Government and ULBs emphasize on MSW based WtE as a key resource recovery option. The policies and incentives get alignedrgy. 32% of segregated urban combustibles will be used as fuel yielding 0.003Mtoe of thermal energy | Heroic Effort Scenario: There are absolutely no barriers to the growth of MSW based WtE. Inter - agency conflicts are also resolved. Environmental considerations in urban and rural areas drive this technology. 30% of total ‘waste to electricity generation’ potential will be realized, resulting in approx 5,850MW installed power generation capacity | 1 | 4 | 3 | 2 | 4 | 4 | 4 |  |  |  |  | Least Effort Scenario : . Not much government impetus is assumed. Once the existing projects have lived their life, there will be no MSW based WtE projects, beyond 2037. | Determined Effort Scenario: assumes that the capacity addition happens in line with 12th Plan targets, 18% of total ‘waste to electricity generation’ potential will be realized, resulting in approx 3,500MW installed power generation capacity. | Aggressive Effort Scenario: assumes that Government and ULBs emphasize on MSW based WtE as a key resource recovery option. The policies and incentives get alignedrgy. 32% of segregated urban combustibles will be used as fuel yielding 0.003Mtoe of thermal energy | Heroic Effort Scenario: there are absolutely no barriers to the growth of MSW based WtE. Inter - agency conflicts are also resolved. Environmental considerations in urban and rural areas drive this technology. 30% of total ‘waste to electricity generation’ potential will be realized, resulting in approx 5,850MW installed power generation capacity
Fossil Fuel Energy | India Fossil Fuel Energy | XV.a | Domestic Gas Production | 1 | 4 | Least Effort Scenario : Incorporates only future production from the current discoveries of conventional gas and CBM. Historical production has been taken into account. | Determined Effort scenario: assumes moderate development of CBM achieving peak production of 5 BCM in 2032 and remains static thereafter. It assumes improvement in existing pipeline policies. | Aggressive Effort Scenario: Requires additional policy inputs to spur the growth of natural gas sector. It assumes cost recovery provision continue price/utilization approvals are no longer required as the gas market has completely evolved in India. CBM | Heroic Effort Scenario: Assumes a highly favourable upstream regime wherein IOCs find it attractive to invest in India and free gas market has set in. It assumes an aggressive conventional gas scenario. | 1 | 4 | 3 | 2 | 4 | 4 | 4 |  |  |  |  | Least Effort Scenario : Incorporates only future production from the current discoveries of conventional gas and CBM. Historical production has been taken into account. | Determined Effort scenario: assumes moderate development of CBM achieving peak production of 5 BCM in 2032 and remains static thereafter. It assumes improvement in existing pipeline policies. | Aggressive Effort Scenario: Requires additional policy inputs to spur the growth of natural gas sector. It assumes cost recovery provision continue price/utilization approvals are no longer required as the gas market has completely evolved in India. CBM | Heroic Effort Scenario: assumes a highly favourable upstream regime wherein IOCs find it attractive to invest in India and free gas market has set in. It assumes an aggressive conventional gas scenario.
|  | XV.b | Domestic Coal Production | 1 | 4 | Least Effort Scenario : Assumes that only the currently operating, on-going and planned coal mining projects. In this scenario, coal production gradually increases to 619 MTPA in 2047. | Determined Effort Scenario: There would be some improvement in mine ability due to technological improvement. In this scenario, coal production will grow by 2047 to 1163 MTPA. | Aggressive Effort Scenario: Proved coal reserves will grow at about 1.3% p.a. and there would also be further improvement in mine ability. Positive conditions for coal based energy supply, coal production will be 1407 MTPA in 2047. About 55% of mineable coal reserves would have been extracted by 2047. | Heroic Effort Scenario: Proved coal reserves will grow at 1.5% p.a. In this scenario, coal production will increase to about 1602 MTPA in 2047, In this scenario, about 48% of mineable coal reserves would have been extracted by 2047. | 1 | 4 | 3 | 2 | 4 | 4 | 4 |  |  |  |  | Least Effort Scenario : Assumes that only the currently operating, on-going and planned coal mining projects. In this scenario, coal production gradually increases to 619 MTPA in 2047. | Determined Effort Scenario: There would be some improvement in mine ability due to technological improvement. In this scenario, coal production will grow by 2047 to 1163 MTPA. | Aggressive Effort Scenario: Proved coal reserves will grow at about 1.3% p.a. and there would also be further improvement in mine ability. Positive conditions for coal based energy supply, coal production will be 1407 MTPA in 2047. About 55% of mineable coal reserves would have been extracted by 2047. | Heroic Effort Scenario: Proved coal reserves will grow at 1.5% p.a. In this scenario, coal production will increase to about 1602 MTPA in 2047, In this scenario, about 48% of mineable coal reserves would have been extracted by 2047.
|  | XV.c | Domestic Oil Production | 1 | 4 | Least Effort Scenario : Assumes no new fields come into production, barring the ones for which investment decision has been taken. | Determined Effort Scenario: A number of IOR/EOR schemes are underway to enhance production. Additionally about 35 discoveries which are under various stages of DOC approvals, have been considered to start production. | Aggressive Effort Scenario: Under this scenario, a number of oil discoveries which are awaiting appraisal and development are found to be commercially viable. Marginal fields would supplement the production. | Heroic Effort Scenario: This envisages NOCs registering a continuous growth in oil production. Share from tight oil and shale oil has been taken into account. However, this scenario includes technological alliance with super majors, better R/F, deep-water exploitation of reserves and no rig availability problems for deep-water development. | 1 | 4 | 3 | 2 | 4 | 4 | 4 |  |  |  |  | Least Effort Scenario : Assumes no new fields come into production, barring the ones for which investment decision has been taken. | A number of IOR/EOR schemes are underway to enhance production. Additionally about 35 discoveries which are under various stages of DOC approvals, have been considered to start production. | Under this scenario, a number of oil discoveries which are awaiting appraisal and development are found to be commercially viable. Marginal fields would supplement the production. | This envisages NOCs registering a continuous growth in oil production. Share from tight oil and shale oil has been taken into account. However, this scenario includes technological alliance with super majors, better R/F, deep-water exploitation of reserves and no rig availability problems for deep-water development.
Demand
Transport | India Transport | XII.a | Domestic passenger transport
|  |  | Domestic transport behaviour | 1 | 4 | Least Effort Scenario : From current levels, distance travelled annually per person is expected to increase to 18,978 km by 2046-47. Improved access to transport infrastructure, accompanied by increasing demand for mobility due to increased economic activity would lead to an increase in total passenger transport demand. | Determined Effort Scenario : This Level would see a drop in the overall annual demand for mobility per capita by about 9 per cent from the mobility demands envisioned by 2046-47 in Level One, reaching 17,312 km by 2046-47. | Aggressive Effort Scenario : Visualizes a world where all new cities that come up in the country in the next four decades plan for Transit Oriented Development. 18 per cent over the present mobility demands envisioned by 2046-47 under Level One, reaching 15,646 km by 2046-47. | Heroic Effort Scenario : Growth of passenger transport demand would be moderated by conscious policy initiatives on urbanization patterns and transport demand management. 26 per cent over the passenger transport demands reaching 13,979 km by 2046-47. | 1 | 4 | 3 | 2 | 4 | 4 | 2 |  |  |  |  | Least Effort Scenario : From current levels, distance travelled annually per person is expected to increase to 18,978 km by 2046-47. Improved access to transport infrastructure, accompanied by increasing demand for mobility due to increased economic activity would lead to an increase in total passenger transport demand. | Determined Effort Scenario : This Level would see a drop in the overall annual demand for mobility per capita by about 9 per cent from the mobility demands envisioned by 2046-47 in Level One, reaching 17,312 km by 2046-47. | Aggressive Effort Scenario : Visualizes a world where all new cities that come up in the country in the next four decades plan for Transit Oriented Development. 18 per cent over the present mobility demands envisioned by 2046-47 under Level One, reaching 15,646 km by 2046-47. | Heroic Effort Scenario : Growth of passenger transport demand would be moderated by conscious policy initiatives on urbanization patterns and transport demand management. 26 per cent over the passenger transport demands reaching 13,979 km by 2046-47.
|  |  | Passenger Transport Mode | 1 | 4 | Least Effort Scenario : There would be a surge in the total number of cars and jeeps by 2046-47 thereby decreasing the share of public road based transport to 46%. | Determined Effort Scenario : While road based passenger transport would still dominate, with an increase in the share of public road based transport to about 57%, its share would marginally reduce to about 83% of the total passenger transport demand by 2046-47. | Aggressive Effort Scenario : The share of road is assumed to decrease to less than 81% by 2046-47 in this level while rail and aviation will occupy about 17% and less than 2% shares respectively. Incentivizing metro services would increase the share of public transportation in road based transport to about 66% in 2046-47 | Heroic Effort Scenario : For inter-city travel, priority in investment will be to shrink travel time between all state capitals and major metros to 12 hours or less through faster train services. High Speed Rail at 300 km/hour for high demand passenger corridors will help reduce the incidence of air travel | 1 | 4 | 3 | 2 | 4 | 4 | 2 |  |  |  |  | Least Effort Scenario : . There would be a surge in the total number of cars and jeeps by 2046-47 thereby decreasing the share of public road based transport to 46%. | Determined Effort Scenario : While road based passenger transport would still dominate, with an increase in the share of public road based transport to about 57%, its share would marginally reduce to about 83% of the total passenger transport demand by 2046-47. | Aggressive Effort Scenario : The share of road is assumed to decrease to less than 81% by 2046-47 in this level while rail and aviation will occupy about 17% and less than 2% shares respectively. Incentivizing metro services would increase the share of public transportation in road based transport to about 66% in 2046-47 | Heroic Effort Scenario : For inter-city travel, priority in investment will be to shrink travel time between all state capitals and major metros to 12 hours or less through faster train services. High Speed Rail at 300 km/hour for high demand passenger corridors will help reduce the incidence of air travel
|  |  | Share of Public Transport | 1 | 4 | Least Effort Scenario : Assumes that 42% of the transport demand will be met by public transport and the rest 48% will be met by private transport. | Determined Effort Scenario : Approximately 49% of demand will be met by public the rest 51% will be met by private forms of transport. | Aggressive Effort Scenario : 57% of the demand will be met by public transport the rest of the 43% will be met by private transport. | Heroic Effort Scenario : 66% of the demand will be met by public transport the rest of 34% will be met by private forms of transport. | 1 | 4 | 3 | 2 | 4 | 4 | 2 |  |  |  |  | Least Effort Scenario : Assumes that 42% of the transport demand will be met by public transport and the rest 48% will be met by private transport. | Determined Effort Scenario : Approximately 49% of demand will be met by public the rest 51% will be met by private forms of transport. | Aggressive Effort Scenario : 57% of the demand will be met by public transport the rest of the 43% will be met by private transport. | Heroic Effort Scenario : 66% of the demand will be met by public transport the rest of 34% will be met by private forms of transport.
|  |  | Shift to EVs | 1 | 4 | Least Effort Scenario : EV penetration for buses is 7% cars 2%and 4% for 2 wheelers | Determined Effort Scenario : In level 2, the EV penetration for buses is 11%, for cars 5% , 9% for the 2 wheelers. | Aggressive Effort Scenario : The EV penetration for buses is 22%, for cars 13%, for the 2 wheelers is 26%. | Heroic Effort Scenario : EV penetration for buses is 44%, for cars is 35%, and for 2 wheelers is 53%. | 1 | 4 | 3 | 2 | 4 | 4 | 2 |  |  |  |  | Least Effort Scenario : EV penetration for buses is 7% cars 2%and 4% for 2 wheelers | Determined Effort Scenario : In level 2, the EV penetration for buses is 11%, for cars 5% , 9% for the 2 wheelers. | Aggressive Effort Scenario : The EV penetration for buses is 22%, for cars 13%, for the 2 wheelers is 26%. | Heroic Effort Scenario : EV penetration for buses is 44%, for cars is 35%, and for 2 wheelers is 53%.
|  | XII.b | Domestic freight
|  |  | Freight Transport Demand | 1 | 4 | Least Effort Scenario: With increasing economic wealth, the demand for white goods is also expected to grow, adding to the overall freight demand. All this would lead to an increase in the freight transport requirement from present levels to about 16,250 BTKMs by 2046-47. | Determined Effort Scenario: Better planned markets and points of consumption, the freight traffic volumes are expected to reduce by 9% of levels to reach 14,823 BTKM’s by 2046-47. | Aggressive Effort Scenario: Planned industrial clusters along with optimized transport logistics serving commercial and industrial needs would help in reducing the total volume of freight traffic by about 13 per cent to reach 14,110 BTKM’s by 2046-47. | Heroic Effort Scenario: Concentrated economic activity in the form of logistics parks, industrial clusters, and industrial centers would result in reduction in the average leads for freight transport on both rail and road. This would imply a reduction in volume of freight traffic by about 18 per cent over Level One by 2046-47 to reach 13, 397 BTKM’s by 2046-47. | 1 | 4 | 3 | 2 | 4 | 4 | 2 |  |  |  |  | Least Effort Scenario: with increasing economic wealth, the demand for white goods is also expected to grow, adding to the overall freight demand. All this would lead to an increase in the freight transport requirement from present levels to about 16,250 BTKMs by 2046-47. | Determined Effort Scenario: better planned markets and points of consumption, the freight traffic volumes are expected to reduce by 9% of levels to reach 14,823 BTKM’s by 2046-47. | Aggressive Effort Scenario: Planned industrial clusters along with optimized transport logistics serving commercial and industrial needs would help in reducing the total volume of freight traffic by about 13 per cent to reach 14,110 BTKM’s by 2046-47. | Heroic Effort Scenario: Concentrated economic activity in the form of logistics parks, industrial clusters, and industrial centers would result in reduction in the average leads for freight transport on both rail and road. This would imply a reduction in volume of freight traffic by about 18 per cent over Level One by 2046-47 to reach 13, 397 BTKM’s by 2046-47.
|  |  | Freight Transport Mode | 1 | 4 | Least Effort Scenario : The share of road in India’s total freight traffic by 2046-47 will show a marked increase to 71%, and the share of rail will decline to 29%. | Determined Effort Scenario: Railway freight transport will see a manifold increase in average speeds from 25 kmph to 50-60 kmph on the freight corridors. This would also be accompanied with tariff rationalization. Thus the trend of falling share of rail based transport is expected to get arrested at about 35% by 2046-47. | Aggressive Effort Scenario: Rationalization in the tariff regime of railway freight transport, coupled with increased speeds and a shift towards containerization would increase the share of the freight traffic on railways to 40% by 2046-47, with roads accounting for 60%. | Heroic Effort Scenario: New technologies, such as RoadRailers (highway trailers that are specially equipped for intermodal movement on railway tracks and highways) would further help increase the inter-modal share of Railways to 44% by 2046-47. | 1 | 4 | 3 | 2 | 4 | 4 | 2 |  |  |  |  | Least Effort Scenario : . The share of road in India’s total freight traffic by 2046-47 will show a marked increase to 71%, and the share of rail will decline to 29%. | Determined Effort Scenario: Railway freight transport will see a manifold increase in average speeds from 25 kmph to 50-60 kmph on the freight corridors. This would also be accompanied with tariff rationalization. Thus the trend of falling share of rail based transport is expected to get arrested at about 35% by 2046-47. | Aggressive Effort Scenario: Rationalization in the tariff regime of railway freight transport, coupled with increased speeds and a shift towards containerization would increase the share of the freight traffic on railways to 40% by 2046-47, with roads accounting for 60%. | Heroic Effort Scenario: New technologies, such as RoadRailers (highway trailers that are specially equipped for intermodal movement on railway tracks and highways) would further help increase the inter-modal share of Railways to 44% by 2046-47.
|  | XIII.a | Household Cooking: Fuel Split | 1 | 4 | Least Effort Scenario : Biomass decline in cooking continues as per past trends. 65% of Rural and 10% of urban households still use non-clean fuels.Efficiency of LPG and PNG cook stoves improve marginally by 3%, while the electricity ones improve by 2%. | Determined Effort Scenario : More penetration of cleaner fuels with better implementation of LPG and Electriicty access programs of the government. PNG access is made available to 2% of the rural households. Urban areas use 50% PNG | Aggressive Effort Scenario : Increased quality & service in rural areas leads to active adoption of electricity, LPG and PNG, with 17% of the households using electricity and 36 % LPG and 10% PNG. Urban areas use 63% PNG | Heroic Effort Scenario : By 2047, 32% of the rural households use LPG and 22% depend on electricity. Only a quarter of rural households use biomass (mostly with clean cook-stoves) and PNG penetration has increased to 18%. Efficiency increase of the cookstoves is maximum | 1 | 4 | 3 | 2 | 4 | 4 | 2 |  |  |  |  | Least Effort Scenario : Biomass decline in cooking continues as per past trends. 65% of Rural and 10% of urban households still use non-clean fuels.Efficiency of LPG and PNG cook stoves improve marginally by 3%, while the electricity ones improve by 2%. | Determined Effort Scenario : More penetration of cleaner fuels with better implementation of LPG and Electriicty access programs of the government. PNG access is made available to 2% of the rural households. Urban areas use 50% PNG | Aggressive Effort Scenario : Increased quality & service in rural areas leads to active adoption of electricity, LPG and PNG, with 17% of the households using electricity and 36 % LPG and 10% PNG. Urban areas use 63% PNG | Heroic Effort Scenario : By 2047, 32% of the rural households use LPG and 22% depend on electricity. Only a quarter of rural households use biomass (mostly with clean cook-stoves) and PNG penetration has increased to 18%. Efficiency increase of the cookstoves is maximum
| Residential Lighting & Appliances | X.a | Domestic lighting, appliances
|  |  | Effiiciency of Lighing Appliances | 1 | 4 | Least Effort Scenario : Assumes only slight improvement in efficiency over 2007 levels. The usage hours of appliances are also high. | Determined Effort Scenario : Assumes 45% of the appliances have low efficiency while 38% have medium efficiency with balance 17% being high efficiency appliances. | Aggressive Effort Scenario : Assumes a 50% share of high efficiency appliances and a small 11% share of low efficiency and the balance being medium efficient. | Heroic Effort Scenario : Assumes a complete market transformation to high efficiency appliances. There is high public awareness on conservation, resulting in 90% of appliances being high efficiency, 9% being medium efficiency and 1% being low efficiency. | 1 | 4 | 3 | 2 | 4 | 4 | 2 |  |  |  |  | Least Effort Scenario : Assumes only slight improvement in efficiency over 2007 levels. The usage hours of appliances are also high. | Determined Effort Scenario : Assumes 45% of the appliances have low efficiency while 38% have medium efficiency with balance 17% being high efficiency appliances. | Aggressive Effort Scenario : Assumes a 50% share of high efficiency appliances and a small 11% share of low efficiency and the balance being medium efficient. | Heroic Effort Scenario : Assumes a complete market transformation to high efficiency appliances. There is high public awareness on conservation, resulting in 90% of appliances being high efficiency, 9% being medium efficiency and 1% being low efficiency.
|  | IX | Green Building Envelope Optmiztn-Households | 1 | 4 | Least Effort Scenario : Assumes that compliance to the ECBC codes remains voluntary. Institutional, technological, informational and financial barriers also exist, which hinder the applicability of the same. | Determined Effort Scenario : Assumes that the interventions for ECBC compliance and retrofitting of buildings still target the commercial sector and there are still no interventions targeting the residential sector. | Aggressive Effort Scenario: Assumes that along with standard building bye laws, there is development of ECBC compliance structures at state level, and the modification of the EPI bandwidth based scheme to multi variable EPI scheme. | Heroic Effort Scenario : Assumes a continuation of the multi variable EPI scheme and increasing mandates in states for implementation of the ECBC code. It assumes the development of a large retrofitting programme for commercial buildings. Further, this scenario assumes revisions in the code every 10 years increasing the energy savings. | 1 | 4 | 3 | 2 | 4 | 4 | 2 |  |  |  |  | Least Effort Scenario : Assumes that compliance to the ECBC codes remains voluntary. Institutional, technological, informational and financial barriers also exist, which hinder the applicability of the same. | Determined Effort Scenario : Assumes that the interventions for ECBC compliance and retrofitting of buildings still target the commercial sector and there are still no interventions targeting the residential sector. | Aggressive Effort Scenario: Assumes that along with standard building bye laws, there is development of ECBC compliance structures at state level, and the modification of the EPI bandwidth based scheme to multi variable EPI scheme. | Heroic Effort Scenario : Assumes a continuation of the multi variable EPI scheme and increasing mandates in states for implementation of the ECBC code. It assumes the development of a large retrofitting programme for commercial buildings. Further, this scenario assumes revisions in the code every 10 years increasing the energy savings.
Business | Industry | XI | Energy intensity of industry | 1 | 4 | Least Effort Scenario : Assumes no new Government policies, although one PAT cycle has been considered resulting in improvement in efficiency of specific units/ designated consumers (DCs) across various PAT sub-sectors. | Determined Effort scenario: This scenario not only captures the PAT scheme as it currently stands, but also extends it such that it increases its coverage under the seven sectors. | Aggressive Effort Scenario: This scenario further increases the PAT coverage as indicated under the seven sectors. The units not covered under PAT increase their efficiency across processes at rate of 20% of the efficiency improvement under PAT. | Heroic Effort Scenario: An optimistic scenario, which indicates the maximum improvement that can be achieved in the industry sector. Each industry sub sector is assumed to achieve the best level of efficiencies known today across processes. | 1 | 4 | 3 | 2 | 4 | 4 | 2 |  |  |  |  | Least Effort Scenario : Assumes no new Government policies, although one PAT cycle has been considered resulting in improvement in efficiency of specific units/ designated consumers (DCs) across various PAT sub-sectors. | Determined Effort scenario: This scenario not only captures the PAT scheme as it currently stands, but also extends it such that it increases its coverage under the seven sectors. | Aggressive Effort Scenario: This scenario further increases the PAT coverage as indicated under the seven sectors. The units not covered under PAT increase their efficiency across processes at rate of 20% of the efficiency improvement under PAT. | Heroic Effort Scenario: An optimistic scenario, which indicates the maximum improvement that can be achieved in the industry sector. Each industry sub sector is assumed to achieve the best level of efficiencies known today across processes.
|  | XIII.b | Commercial Cooking: Fuel Split | 1 | 4 | Least Effort Scenario : Commercial demand expresses elasticity of 1 with GDP with 85% and 15% demand being met by LPG and PNG respectively.Cookstove efficiency increasing by 3% | Determined Effort Scenario: Commercial demand expresses elasticity of 0.9 with GDP with 63% and 37% demand being met by LPG and PNG respectively.Cookstove efficiency increases by 5% | Aggressive Effort Scenario: Commercial demand expresses elasticity of 0.8 with GDP with 50% and 50% demand being met by LPG and PNG respectively.Cookstove efficiency increases by 8% | Heroic Effort Scenario: Commercial demand expresses elasticity of 0.7 with GDP with 34% and 66% demand being met by LPG and PNG respectively. Cookstove efficiency increases by 10% | 1 | 4 | 3 | 2 | 4 | 4 | 2 |  |  |  |  | Least Effort Scenario : Commercial demand expresses elasticity of 1 with GDP with 85% and 15% demand being met by LPG and PNG respectively.Cookstove efficiency increasing by 3% | Determined Effort Scenario: Commercial demand expresses elasticity of 0.9 with GDP with 63% and 37% demand being met by LPG and PNG respectively.Cookstove efficiency increases by 5% | Aggressive Effort Scenario: Commercial demand expresses elasticity of 0.8 with GDP with 50% and 50% demand being met by LPG and PNG respectively.Cookstove efficiency increases by 8% | Heroic Effort Scenario: Commercial demand expresses elasticity of 0.7 with GDP with 34% and 66% demand being met by LPG and PNG respectively. Cookstove efficiency increases by 10%
| Commercial Lighting & Appliances | X.b | Commercial lighting and appliances
|  |  | Efficiency of Commercial Lighting & Appliances | 1 | 4 | Least Effort Scenario : Assumes only slight improvement in efficiency over 2007 levels. | Determined Effort Scenario : Assumes, in 2047, 45% of the appliances have low efficiency while 38% have medium efficiency with balance 17% being high efficiency appliances. | Aggressive Effort Scenario : Assumes a 50% share of high efficiency appliances and a small 11% share of low efficiency and the balance being medium efficient in 2047. | Heroic Effort Scenario : Assumes a complete market transformation to high efficiency appliances. | 1 | 4 | 3 | 2 | 4 | 4 | 2 |  |  |  |  | Least Effort Scenario : Assumes only slight improvement in efficiency over 2007 levels. | Determined Effort Scenario : Assumes, in 2047, 45% of the appliances have low efficiency while 38% have medium efficiency with balance 17% being high efficiency appliances. | Aggressive Effort Scenario : Assumes a 50% share of high efficiency appliances and a small 11% share of low efficiency and the balance being medium efficient in 2047. | Heroic Effort Scenario : Assumes a complete market transformation to high efficiency appliances.
|  | IX | Green Building Envelope Optmiztn-Commercial Buildings | 1 | 4 | Least Effort Scenario : Assumes that compliance to ECBC codes remains voluntary. Institutional, technological, informational and financial barriers also exist, which hinder the applicability of the same. | Determined Effort Scenario : Assumes, as per the Energy Conservation Act 2001, introduction of a bye law for ECBC compliance in new commercial buildings, and mandatory compliance in government buildings. It also assumes retrofits in the commercial sector. | Aggressive Effort Scenario: Assumes that along with standard building bye laws, there is development of ECBC compliance structures at state level, and the modification of the EPI bandwidth based scheme to multi variable EPI scheme. | Heroic Effort Scenario : Assumes a continuation of the multi variable EPI scheme and increasing mandates in states for implementation of the ECBC code. It also assumes the development of a large retrofitting programme for commercial buildings. | 1 | 4 | 3 | 2 | 4 | 4 | 2 |  |  |  |  | Least Effort Scenario : Assumes that compliance to ECBC codes remains voluntary. Institutional, technological, informational and financial barriers also exist, which hinder the applicability of the same. | Determined Effort Scenario : Assumes, as per the Energy Conservation Act 2001, introduction of a bye law for ECBC compliance in new commercial buildings, and mandatory compliance in government buildings. It also assumes retrofits in the commercial sector. | Aggressive Effort Scenario: Assumes that along with standard building bye laws, there is development of ECBC compliance structures at state level, and the modification of the EPI bandwidth based scheme to multi variable EPI scheme. | Heroic Effort Scenario : Assumes a continuation of the multi variable EPI scheme and increasing mandates in states for implementation of the ECBC code. It also assumes the development of a large retrofitting programme for commercial buildings.
Agriculture | Pumps and Tractors | XIV | Energy Demand for Agriculture
|  |  | Energy Demand for Pumps and Tractors | 1 | 4 | Least Effort Scenario : The demand for mechanization is high due to shortage of farm labour and increased size of land holdings, favourable economics versus animal labour, opportunities for renting out, and favourable policy landscape. | Determined Effort Scenario : The demand for mechanization grows steadily as availability of farm labour and cost of labour increase. Demand grows by 5.5% and average hours of use reduce to 500 hours from Level 1. | Aggressive Effort Scenario : Tractor demand grows by 5% as the shift of labour from agriculture is not as rapid, and proportion of land under small and marginal farmer’s increases. Fuel efficiency further improves, with only 3.5 litres needed to run for an hour. | Heroic Effort Scenario : Assumes that fuel efficiency of tractors improves significantly, resulting in fuel savings of 33%. The demand grows still slower at 4.5% due to relatively unfavourable environment for mechanisation. | 1 | 4 | 3 | 2 | 4 | 4 | 2 |  |  |  |  | Least Effort Scenario : The demand for mechanization is high due to shortage of farm labour and increased size of land holdings, favourable economics versus animal labour, opportunities for renting out, and favourable policy landscape. | Determined Effort Scenario : The demand for mechanization grows steadily as availability of farm labour and cost of labour increase. Demand grows by 5.5% and average hours of use reduce to 500 hours from Level 1. | Aggressive Effort Scenario : Tractor demand grows by 5% as the shift of labour from agriculture is not as rapid, and proportion of land under small and marginal farmer’s increases. Fuel efficiency further improves, with only 3.5 litres needed to run for an hour. | Heroic Effort Scenario : Assumes that fuel efficiency of tractors improves significantly, resulting in fuel savings of 33%. The demand grows still slower at 4.5% due to relatively unfavourable environment for mechanisation.
|  |  | Fuel Split for Pumps | 1 | 4 | Least Effort Scenario : Diesel is used to satisfy about 20% of the total irrigation demand due to unreliability of electricity supply, and deceleration in the growth of pump-sets energised from the grid. Solar pumping remains too expensive to be used. | Determined Effort Scenario : 85% of the demand is met through electricity and diesel use is restricted to 10% of the total pumping requirementSolar penetration reaches 5% in regions with rich solar insolation. | Aggressive Effort Scenario : Diesel and electrical shares further reduce by 5 percentage points from level B, and solar is benefitted through large-scale pilot projects, retrofitting and partial removal of fuel subsidies to agriculture sector. | Heroic Effort Scenario : Diesel is no longer a preferred fuel source due to unfavourable life-cycle economics in level D. 75% of demand is met through electricity and 25% through solar, owing to rapid decline in solar PV module costs and complete removal of electricity subsidies. | 1 | 4 | 3 | 2 | 4 | 4 | 2 |  |  |  |  | Least Effort Scenario : Diesel is used to satisfy about 20% of the total irrigation demand due to unreliability of electricity supply, and deceleration in the growth of pump-sets energised from the grid. Solar pumping remains too expensive to be used. | Determined Effort Scenario : 85% of the demand is met through electricity and diesel use is restricted to 10% of the total pumping requirementSolar penetration reaches 5% in regions with rich solar insolation. | Aggressive Effort Scenario : Diesel and electrical shares further reduce by 5 percentage points from level B, and solar is benefitted through large-scale pilot projects, retrofitting and partial removal of fuel subsidies to agriculture sector. | Heroic Effort Scenario : Diesel is no longer a preferred fuel source due to unfavourable life-cycle economics in level D. 75% of demand is met through electricity and 25% through solar, owing to rapid decline in solar PV module costs and complete removal of electricity subsidies.
Telecom | Telecom Towers | XVI | Shift to Electricity from Diesel for Telecom Towers | 1 | 4 | Least Effort Scenario : We assume that no regulations have been enforced and the present scenario continues. Therefore, diesel meets significant proportion (16.67%) of total energy demand required by the telecom towers. | Determined Effort Scenario : We assume that telecom towers will be backed up by diesel and renewables such as solar panels, biomass energy, fuel cells, biogas. | Aggressive Effort Scenario : A positive scenario is represented by this level where all government regulations are met and assumes full electrification of the country. Telecom towers run on grid supply and renewables only in both urban and rural areas. | Heroic Effort Scenario : It is the most optimistic scenario where we assume that the dependence on grid supply system has reduced. Diesel free telecom sector target is met by 2032. | 1 | 4 | 3 | 2 | 4 | 4 | 2 |  |  |  |  | Least Effort Scenario : We assume that no regulations have been enforced and the present scenario continues. Therefore, diesel meets significant proportion (16.67%) of total energy demand required by the telecom towers. | Determined Effort Scenario : We assume that telecom towers will be backed up by diesel and renewables such as solar panels, biomass energy, fuel cells, biogas. | Aggressive Effort Scenario : A positive scenario is represented by this level where all government regulations are met and assumes full electrification of the country. Telecom towers run on grid supply and renewables only in both urban and rural areas. | Heroic Effort Scenario : It is the most optimistic scenario where we assume that the dependence on grid supply system has reduced. Diesel free telecom sector target is met by 2032.
Electricity Balancing & Other
Grid |  | VII.b | T&D Losses | 1 | 4 | Least Effort Scenario : Only a marginal improvement in T&D losses is assumed. | Determined Effort Scenario: A pan India large-scale deployment of Smart Grid technologies is assumed to happen at a relatively slow pace. | Aggressive Effort Scenario: Building on the success of the pilot projects, various technologies are leveraged under a clean energy policy drive to achieve financially viable and sustainable Smart Grids. | Heroic Effort Scenario: Reforms in the electricity sector are carried out via elimination of cross-subsidies, innovative and competitive tariff structures, increased private participation in electricity business, electric vehicles, real-time energy markets, bi-directional flow of electricity and prosumer enablement. | 1 | 4 | 3 | 2 | 4 | 4 | 4 |  |  |  |  | Least Effort Scenario : Only a marginal improvement in T&D losses is assumed. | Determined Effort Scenario: A pan India large-scale deployment of Smart Grid technologies is assumed to happen at a relatively slow pace. | Aggressive Effort Scenario: Building on the success of the pilot projects, various technologies are leveraged under a clean energy policy drive to achieve financially viable and sustainable Smart Grids. | Heroic Effort Scenario: Reforms in the electricity sector are carried out via elimination of cross-subsidies, innovative and competitive tariff structures, increased private participation in electricity business, electric vehicles, real-time energy markets, bi-directional flow of electricity and prosumer enablement.
ONCE YOU'VE MADE YOUR CHOICES PRESS F9
[18 empty] | 10932.2 | 9664.53
6454.65
Target

## Sheet1
1
Demand Side Interventions
Demand in 2047( MTOE) |  |  |  |  | Primary Energy Supply in 2047( MToE) |  |  | Emissions in 2047( MT CO2) |  |  |  | Import Dependence
Sector | Least Effort | Heroic Effort | % Savings | Sector | Least Effort Pathway | Maximum Energy Security Determined Effort | % Change | Sector | Least Effort Pathway | Minimum Emissions Pathway | % Change |  | Least Effort | Max Energy Security ( Determined Effort) | Maximum Energy Security ( Heroic Effort)
Industry | 11326 | 7960 | 29.72% | Coal | 22662 | 9085 | -59.91% | Industry | 5533 | 3719 | -32.79% | Coal | 87.3% | 19.58% | 10.7%
Transport | 6449.2 | 3086 | 52.15% | Oil | 10507 | 6343 | -39.63% | Transport | 1691 | 782 | -53.76% | Oil | 96.18% | 85.69% | 74.1%
Building | 3174.6 | 1805 | 43.14% | Gas | 2253 | 2670 | 18.51% | Agriculture | 104 | 41 | -60.58% | Gas | 65.86% | 20.79% | 22.4%
Agriculture | 1047.8 | 533 | 49.13% | Bio Energy | 993 | 3040 | 206.1% | Telecom | 33 | 0 | -100% | Overall | 84.54% | 31.77% | 21.2%
Telecom | 209.2 | 102.4 | 51.05% | Renewables/Clean Energy | 642 | 3257 | 407.3% | Cooking | 184 | 149 | -19.02%
Cooking | 1808 | 1296 | 28.32% | Total | 37712 | 24454 | -35.16% | Generation | 5854 | 634 | -89.17%
Total | 24016 | 14785 | 38.44% |  |  |  |  | Bio Energy | -312 | -759 | 143.3%
[8 empty] | Total | 13087 | 4566 | -65.11%
Primary Energy Supply in 2047( MTOE)
Transport Sector Interventions |  |  |  | Sector | Least Effort Pathway | Maximum Energy Security Heroic Effort | % Change
|  | Demand( MTOE) | % Savings | Coal | 22662 | 8186 | -63.88%
Least Effort Scenario |  | 6449.2 |  | Oil | 10507 | 3505 | -66.64%
Passenger Modal Shift to Rail |  | 6113 | 5.213% | Gas | 2253 | 2727 | 21.04%
Shift to Public Transport in Road |  | 5043 | 23% | Bio Energy | 993 | 3044 | 206.5%
Shift to EV |  | 5617.7 | 16.49% | Renewables/Clean Energy | 642 | 1970 | 206.9%
Freight Modal Shift to Rail |  | 5904.7 | 9.693% | Total | 37712 | 19313 | -48.79%

## Pathways
Energy source / use charts | [46 empty] | 1.09 |  |  | 4.2
[5 empty] | Historic data: | [42 empty] | 2052 Calculator calculations
|  | TWh / year |  | 2007 (Consistent) | 1970 | 1971 | 1972 | 1973 | 1974 | 1975 | 1976 | 1977 | 1978 | 1979 | 1980 | 1981 | 1982 | 1983 | 1984 | 1985 | 1986 | 1987 | 1988 | 1989 | 1990 | 1991 | 1992 | 1993 | 1994 | 1995 | 1996 | 1997 | 1998 | 1999 | 2000 | 2001 | 2002 | 2003 | 2004 | 2005 | 2006 | 2007 | 2008 | 2009 | 2010 | Source: |  | 2007 |  | 2012 | 2017 | 2022 | 2027 | 2032 | 2037 | 2042 | 2047 | 2052
Use
| L.01 | Domestic Lighting & appliances | [45 empty] | 125.2283 |  | 169.6951 | 300.0443 | 492.8144 | 765.5111 | 1159.8319 | 1453.7842 | 1804.4492 | 2204.4682 | 2671.8455
| L.02 | Commercial Lighting & Appliances | [45 empty] | 69.8374 |  | 69.8374 | 115.4286 | 190.8011 | 315.4211 | 521.4862 | 689.6753 | 912.1086 | 970.5585 | 1032.754
| L.00 | Lighting & Appliances | [45 empty] | 195.0469 |  | 239.5136 | 415.4394 | 683.5548 | 1080.8219 | 1681.1145 | 2143.1893 | 2716.1991 | 3174.6435 | 3704.19
| I.01 | Industry | [45 empty] | 1615.7381 |  | 2278.7992 | 3188.099 | 4295.4614 | 5520.882 | 6883.4692 | 8404.5909 | 9897.3853 | 11326.4343 | 12793.2718
| T.01 | Road transport | [45 empty] | 787.0616 |  | 787.0616 | 1183.5004 | 1717.7938 | 2376.5282 | 3187.9753 | 4145.4185 | 5054.4379 | 6055.4105 | 7174.1582
| T.02 | Rail transport | [45 empty] | 40.5324 |  | 40.5324 | 51.8896 | 64.6461 | 78.303 | 93.685 | 110.982 | 119.5301 | 128.8079 | 137.9874
| T.03 | Domestic aviation | [45 empty] | 20.2785 |  | 20.2785 | 36.1244 | 59.1372 | 88.3172 | 124.7496 | 167.8636 | 213.5112 | 264.9471 | 324.8276
| T.00 | Transport | [45 empty] | 847.8725 |  | 847.8725 | 1271.5144 | 1841.5771 | 2543.1484 | 3406.4098 | 4424.264 | 5387.4792 | 6449.1655 | 7636.9732
| S.01 | Green Building Design & Envelope Savings | [45 empty] | -0.018782 |  | -0.018836 | -0.033535 | -0.060795 | -0.11024 | -0.20356 | -0.2702 | -0.35871 | -0.38321 | -0.40945
| D.01 | Agriculture | [45 empty] | 177.8286 |  | 237.2069 | 328.2852 | 453.5177 | 591.385 | 750.1024 | 850.2884 | 969.3088 | 1047.8059 | 1134.4955
| G.01 | Telecom | [45 empty] | 13.8869 |  | 46.2897 | 56.3283 | 69.8874 | 91.8217 | 113.343 | 132.6586 | 161.3498 | 209.695 | 297.4563
| M.01 | Household Cooking | [45 empty] | 1045.8611 |  | 1153.7282 | 1148.4989 | 1155.9568 | 1156.4277 | 1145.5432 | 1128.6767 | 1099.7851 | 1069.2095 | 1079.9753
| M.02 | Commercial Cooking | [45 empty] | 42.6367 |  | 64.7672 | 96.6439 | 143.4128 | 210.7458 | 308.3434 | 412.6331 | 552.1961 | 738.963 | 988.8991
| M.00 | Cooking | [45 empty] | 1088.4978 |  | 1218.4955 | 1245.1428 | 1299.3696 | 1367.1735 | 1453.8866 | 1541.3097 | 1651.9812 | 1808.1725 | 2068.8745
|  | Scenario Demand | [45 empty] | 3938.8707 |  | 4868.1773 | 6504.8091 | 8643.3681 | 11195.2326 | 14288.3256 | 17496.3009 | 20783.7033 | 24015.9167 | 27635.2614
Last updated? |  | Do-nothing Scenario | [45 empty] | 3938.8707 |  | 4868.1773 | 6504.8091 | 8643.3681 | 11195.2326 | 14288.3256 | 17496.3009 | 20783.7033 | 24015.9167
|  | Demand/Capita | [44 empty] | 11.63 |  |  | 4003.6075 | 5028.6097 | 6247.0502 | 7702.4337 | 9314.8025 | 10989.1074 | 12523.4787 | 14092.418
|  | CAGR for Demand Growth | [47 empty] | India | World Average( 2012-35) BP Outlook |  | 11th FYP
|  | Total Demand Growth | 4.666% | [47 empty] | 1.5%
|  | Transport | 5.968%
|  | Industry | 4.688%
|  | Lighting & Appliances | 7.663%
|  | Cooking | 1.134%
|  | Agriculture | 4.573%
|  | Telecom | 4.411%
|  | Energy Demand | Least Effort | Heroic Effort | [45 empty] | 2012-22 | 2022-32 | 2032-42 | 2042-2047
|  | Transport | [47 empty] | 993.7046 | 1564.8327 | 1981.0693 | 1061.6863
|  | Industry | [47 empty] | 2016.6623 | 2588.0078 | 3013.916 | 1429.0491
|  | Lighting & Appliances | [47 empty] | 444.0412 | 997.5597 | 1035.0846 | 458.4444
|  | Cooking | [47 empty] | 80.8741 | 154.517 | 198.0946 | 156.1913
|  | Agriculture | [47 empty] | 216.3108 | 296.5847 | 219.2064 | 78.4971
|  | Telecom | [47 empty] | 23.5977 | 43.4556 | 48.0067 | 48.3452
|  | Total | [47 empty] | 3775.1908 | 5644.9575 | 6495.3777 | 3232.2133
|  | Share in Demand Growth | [47 empty] | 2012-22 | 2022-32 | 2032-42 | 2042-2047
|  | Transport | [47 empty] | 26.32% | 27.72% | 30.5% | 32.85%
|  | Industry | [47 empty] | 53.42% | 45.85% | 46.4% | 44.21%
|  | Lighting & Appliances | [47 empty] | 11.76% | 17.67% | 15.94% | 14.18%
|  | Cooking | [47 empty] | 2.142% | 2.737% | 3.05% | 4.832%
|  | Agriculture | [47 empty] | 5.73% | 5.254% | 3.375% | 2.429%
|  | Telecom | [47 empty] | 0.6251% | 0.7698% | 0.7391% | 1.496%
Source
| N.01 | Nuclear fission | [45 empty] | 80.9477 |  | 93.7712 | 199.965 | 193.5533 | 193.5533 | 189.546 | 180.7299 | 176.3218 | 167.5057 | 167.5057
| R.01 | Solar | [45 empty] | 0 |  | 1.5673 | 10.9115 | 27.2655 | 48.893 | 74.077 | 96.0312 | 108.3126 | 106.2785 | 92.93
| R.02 | Wind | [45 empty] | 12.4372 |  | 18.7222 | 36.6049 | 59.9663 | 84.3358 | 115.4989 | 136.9861 | 151.0382 | 161.1629 | 161.9518
| R.03 | Tidal | [45 empty] | 0 |  | 0 | 0 | 0 | 0 | 0 | 0 | 0 | 0 | 0
| R.04 | Wave | [45 empty] | 0 |  | 0 | 0 | 0 | 0 | 0 | 0 | 0 | 0 | 0
| R.05 | Geothermal | [45 empty] | 0 |  | 0 | 0 | 0 | 0 | 0 | 0 | 0 | 0 | 0
| R.06 | Hydro | [45 empty] | 128.5106 |  | 155.8439 | 189.4176 | 195.7511 | 199.5643 | 203.4652 | 205.4375 | 205.7159 | 206.6043 | 207.196
| Y.02 | Electricity oversupply (imports) | [45 empty] | 1 |  | -1.464 | 14 | 21 | 31 | 40 | 49 | 55 | 55 | 55
|  | Renewables and Clean Energy | [45 empty] | 221.8955 |  | 269.9045 | 436.899 | 476.5361 | 526.3463 | 582.587 | 619.1847 | 641.3885 | 641.5514 | 629.5836
|  | Primary electricity, solar, marine, and net imports | [45 empty] | 222.8955 |  | 268.4406 | 450.899 | 497.5361 | 557.3463 | 622.587 | 668.1847 | 696.3885 | 696.5514 | 684.5836
| R.07 | Environmental heat | [45 empty] | 0 |  | 0 | 0 | 0 | 0 | 0 | 0 | 0 | 0 | 0
| W.01 | Waste | [45 empty] | 946.4113 |  | 958.7156 | 961.6527 | 965.3606 | 969.9978 | 975.8397 | 982.3016 | 986.6705 | 992.2289 | 999.8502
| A.01 | Agriculture | [45 empty] | 0 |  | 0.13142 | 0.21232 | 0.30592 | 0.41827 | 0.51589 | 0.63056 | 0.79228 | 0.9056 | 1.0189
| Y.01 | Biomass oversupply (imports) | [45 empty] | 0 |  | 0 | 0 | 0 | 0 | 0 | 0 | 0 | 0 | 0
|  | Bio Energy | [45 empty] | 946.4113 |  | 958.847 | 961.865 | 965.6665 | 970.4161 | 976.3556 | 982.9322 | 987.4628 | 993.1345 | 1000.8692
| Y.04 | Coal oversupply (imports) | [45 empty] | 312.8774 |  | 526.8957 | 1319.3125 | 3014.7305 | 5379.5825 | 8802.5686 | 11942.6555 | 16105.0859 | 19783.8525 | 23759.6487
| Q.01 | Coal reserves | [45 empty] | 2003.3688 |  | 2704.3935 | 3143.1914 | 3584.1508 | 3874.5049 | 3958.4825 | 4025.5715 | 3406.6022 | 2878.2637 | 2435.1118
|  | Coal | [45 empty] | 2316.2462 |  | 3231.2892 | 4462.5039 | 6598.8813 | 9254.0874 | 12761.051 | 15968.227 | 19511.6881 | 22662.1162 | 26194.7605
| Q.02 | Oil reserves | [45 empty] | 395.2804 |  | 442.9867 | 480.4208 | 406.8219 | 404.6927 | 402.8364 | 401.685 | 401.1302 | 401.1899 | 401.8881
| Y.05 | Oil and petroleum products oversupply (imports) | [45 empty] | 1235.4943 |  | 1459.1774 | 2094.1308 | 3065.9674 | 4157.6318 | 5448.0547 | 6933.9942 | 8427.2255 | 10106.2604 | 12020.7419
|  | Oil and petroleum products | [45 empty] | 1630.7748 |  | 1902.1641 | 2574.5516 | 3472.7892 | 4562.3245 | 5850.8911 | 7335.6793 | 8828.3558 | 10507.4503 | 12422.63
| Y.06 | Gas oversupply (imports) | [45 empty] | 134.3282 |  | 132.056 | 414.231 | 540.7636 | 673.6005 | 830.4781 | 1027.9602 | 1246.6262 | 1483.7759 | 1774.0609
| Q.03 | Gas reserves | [45 empty] | 296.542 |  | 449.1921 | 507.0926 | 548.561 | 586.5732 | 641.5416 | 680.5419 | 722.9297 | 769.0713 | 803.223
|  | Natural gas | [45 empty] | 430.8702 |  | 581.2481 | 921.3236 | 1089.3246 | 1260.1738 | 1472.0196 | 1708.502 | 1969.556 | 2252.8472 | 2577.2839
|  | Total Primary Supply | [45 empty] | 5547.1981 |  | 6941.9889 | 9371.1432 | 12624.1977 | 16604.348 | 21682.9043 | 26663.5253 | 31993.4511 | 37112.0996 | 42880.1272
|  | Total Non Commercial Primary Energy Supply |  | 9.4275 | [43 empty] | 899.08 |  | 909.428 | 903.0283 | 896.6685 | 890.3489 | 884.07 | 877.8321 | 868.023 | 857.6555 | 847.288 |  | 2
|  | Do-nothing Scenario | [45 empty] | 5481.1219 |  | 6941.9889 | 9371.1432 | 12624.1977 | 16604.348 | 21682.9043 | 26663.5253 | 31993.4511 | 37112.0996 | 42880.1272
|  | Share of Non Commercial Primary Energy Supply | [47 empty] | 13.1% | 9.636% | 7.103% | 5.362% | 4.077% | 3.292% | 2.713% | 2.311% | 1.976%
|  | Population of India | [47 empty] | 1215947696.8037 | 1293560155.5197 | 1383591897.8913 | 1453466914.9091 | 1533937577.5379 | 1592149418.7439 | 1659579084.9869 | 1704172882.3936 | 1758022799.4143
|  | percapita energy consumption in TWh | [47 empty] | 5.7091e-06 | 7.2445e-06 | 9.1242e-06 | 1.1424e-05 | 1.4135e-05 | 1.6747e-05 | 1.9278e-05 | 2.1777e-05
|  | CAGR for Primary Energy Supply Growth | [47 empty] | India
|  | Total | 4.462%
|  | Coal | 5.723%
|  | Oil | 5.004%
|  | Gas | 3.947%
|  | Renewables/Clean Energy | 2.665%
|  | Bio-Energy | 0.1004%
|  | Non Commercial Energy | -0.202%
|  | World Avrge(2012-35) BP Outlook | 1.5%
|  | India 11th FYP | 5.3%
|  | Electricity | 4.544%
|  | Share of Consumption of Primary Energy Supply | [47 empty] | 2012 | 2017 | 2022 | 2027 | 2032 | 2037 | 2042 | 2047
|  | Coal | [47 empty] | 46.55% | 47.62% | 52.27% | 55.73% | 58.85% | 59.89% | 60.99% | 61.06%
|  | Oil | [47 empty] | 27.4% | 27.47% | 27.51% | 27.48% | 26.98% | 27.51% | 27.59% | 28.31%
|  | Gas | [47 empty] | 8.373% | 9.831% | 8.629% | 7.589% | 6.789% | 6.408% | 6.156% | 6.07%
|  | Clean Energy | [47 empty] | 3.888% | 4.662% | 3.775% | 3.17% | 2.687% | 2.322% | 2.005% | 1.729%
|  | Bio Energy | [47 empty] | 13.81% | 10.26% | 7.649% | 5.844% | 4.503% | 3.686% | 3.086% | 2.676%
|  | 3.5913 | 2012 | 2047 | [45 empty] | 2012 | 2017 | 2022 | 2027 | 2032 | 2037 | 2042 | 2047
|  | Renewables In Electricity | 4.088% | 4.658% | [45 empty] | 4.088% | 5.269% | 6.043% | 6.189% | 6.076% | 5.851% | 5.261% | 4.658%
|  | Biofuels in Transport | 0.01595% | 0.6854% | [45 empty] | 0.01595% | 0.2443% | 0.3724% | 0.4547% | 0.5132% | 0.5589% | 0.6232% | 0.6854%
|  | Passenger Transport | 1.544% | 0.7161% | [45 empty] | 1.544% | 1.319% | 1.156% | 1.016% | 0.913% | 0.836% | 0.7781% | 0.7161%
|  | Freight Transport | 1.861% | 1.216% | [45 empty] | 1.861% | 1.827% | 1.764% | 1.68% | 1.593% | 1.485% | 1.334% | 1.216%
|  | Industry | 17.61% | 15.47% | [45 empty] | 17.61% | 15.78% | 14.86% | 14.35% | 14.04% | 14.29% | 14.77% | 15.47%
|  | Cooking | 0.03516% | 2.374% | [45 empty] | 0.03516% | 0.1665% | 0.2659% | 0.5178% | 0.9536% | 1.294% | 1.748% | 2.374%
|  | Agriculture | 57.27% | 62.85% | [45 empty] | 57.27% | 57.5% | 57.84% | 56.77% | 57.16% | 59.62% | 61.82% | 62.85%
|  | Telecom | 17.04% | 38.99% | [45 empty] | 17.04% | 20.13% | 23.06% | 23.49% | 26.95% | 32.71% | 37.86% | 38.99%
[50 empty] | 22.72% | 44.96% | 49.64% | 53.45% | 56.42% | 60.17% | 63.29% | 65.86%
Conversion losses, distribution, and own use
| X.01 | Conversion losses | [45 empty] | 1204.9135 |  | 1579.2388 | 2180.4338 | 3079.5412 | 4249.7259 | 5898.4068 | 7362.2891 | 9098.9041 | 10674.1717 | 12459.0368
| X.02 | Distribution losses and own use | [45 empty] | 403.4139 |  | 494.5728 | 685.9003 | 901.2883 | 1159.3895 | 1496.1719 | 1804.9353 | 2110.8436 | 2422.0113 | 2785.8291
|  | Supply net of losses | [45 empty] | 3938.8707 |  | 4868.1773 | 6504.8091 | 8643.3681 | 11195.2326 | 14288.3256 | 17496.3009 | 20783.7033 | 24015.9167 | 27635.2614
Net Consumption of Hydrocarbons excluding bio energy
| V.03 | Solid hydrocarbons | [45 empty] | 3253.4798 |  | 4179.699 | 5410.0088 | 7545.5212 | 10199.9024 | 13706.0819 | 16912.5148 | 20451.6615 | 23597.2169 | 27124.9885
| V.04 | Liquid hydrocarbons | [45 empty] | 1524.0886 |  | 1777.8549 | 2409.1371 | 3252.2378 | 4275.0292 | 5484.9805 | 6879.5874 | 8283.0826 | 9862.4903 | 11664.5915
| V.05 | Gaseous hydrocarbons | [45 empty] | 383.8475 |  | 515.7389 | 812.497 | 959.625 | 1109.2298 | 1294.4838 | 1500.486 | 1727.8639 | 1974.5881 | 2257.1007
| Energy Security Tables | [46 empty] | 2007 |  | 2012 | 2017 | 2022 | 2027 | 2032 | 2037 | 2042 | 2047 | 2052
|  | Coal Imports | [45 empty] | 13.51% |  | 16.31% | 29.56% | 45.69% | 58.13% | 68.98% | 74.79% | 82.54% | 87.3% | 90.7%
|  | Oil Imports | [45 empty] | 75.76% |  | 76.71% | 81.34% | 88.29% | 91.13% | 93.11% | 94.52% | 95.46% | 96.18% | 96.76% |  | 0.27419
|  | Gas Imports | [45 empty] | 35% |  | 22.72% | 44.96% | 49.64% | 53.45% | 56.42% | 60.17% | 63.29% | 65.86% | 68.83%
|  | Overall | [45 empty] | 30.63% |  | 30.51% | 40.85% | 52.45% | 61.49% | 69.55% | 74.65% | 80.58% | 84.54% | 87.58%
Supply / demand not accounted for
| C.01 | Coal indigenous production | [45 empty] | 0 |  | 0 | 0 | 0 | 0 | 0 | 0 | 0 | 0 | 0
| C.02 | Oil and petroleum products | [45 empty] | 0 |  | 0 | 0 | 0 | 0 | 0 | 0 | 0 | 5.6843e-13 | -7.9581e-13
| C.03 | Natural gas | [45 empty] | 0 |  | 0 | 0 | 0 | 0 | 0 | 0 | 0 | 0 | 0
| V.03 | Solid hydrocarbons | [45 empty] | 0 |  | 0 | 0 | 0 | 0 | 0 | 0 | 0 | 0 | 0
| V.04 | Liquid hydrocarbons | [45 empty] | 0 |  | 0 | 0 | 0 | 0 | 0 | 0 | 0 | 0 | 0
| V.05 | Gaseous hydrocarbons | [45 empty] | 0 |  | 0 | 0 | 0 | 0 | 0 | 0 | 0 | 0 | 0
| V.06 | Solid Biomass Hydrocarbons | [45 empty] | 0 |  | 0 | 0 | 0 | 0 | 0 | 0 | 0 | 0 | 0
| V.08 | Edible biomass | [45 empty] | 0 |  | 0 | 0 | 0 | 0 | 0 | 0 | 0 | 0 | 0
| V.07 | Gaseous Biomass Hydrocarbons | [45 empty] | 0 |  | 0 | 0 | 0 | 0 | 0 | 0 | 0 | 0 | 0
| V.09 | Dry biomass and waste | [45 empty] | 0 |  | 0 | 0 | 0 | 0 | 0 | 0 | 0 | 0 | 0
| V.10 | Wet biomass and waste | [45 empty] | 0 |  | 0 | 0 | 0 | 0 | 0 | 0 | 0 | 0 | 1.7764e-15
| V.11 | Off Grid Renewables | [45 empty] | 0 |  | 0 | 0 | 0 | 0 | 0 | 0 | 0 | 0 | 0
| V.12 | H2 | [45 empty] | 0 |  | 0 | 0 | 0 | 0 | 0 | 0 | 0 | 0 | 0
| V.13 | Energy crops (second generation) | [45 empty] | 0 |  | 0 | 0 | 0 | 0 | 0 | 0 | 0 | 0 | 0
|  | Total unnaccounted supply / demand | [45 empty] | 0 |  | 0 | 0 | 0 | 0 | 0 | 0 | 0 | 5.6843e-13 | -7.9403e-13
|  | Supply, Demand, and Unaccounted supply | [45 empty] | 9.0949e-13 |  | 0 | 0 | -1.819e-12 | 1.819e-12 | -1.819e-12 | 0 | 0 | 4.2064e-12 | -7.9403e-13
Electricity grid (net of distribution losses)
| V.01 | Electricity (delivered to end user) | [45 empty] | -595.6868 |  | -792.1907 | -1134.1255 | -1624.4019 | -2266.0212 | -3156.4965 | -3956.5806 | -4911.7645 | -5751.8953 | -6698.5687 | REFERENCED
| V.02 | Electricity (supplied to grid) | [45 empty] | 595.6868 |  | 792.1907 | 1134.1255 | 1624.4019 | 2266.0212 | 3156.4965 | 3956.5806 | 4911.7645 | 5751.8953 | 6698.5687
|  | Total electricity grid | [45 empty] | 0 |  | 0 | 0 | 0 | 0 | 0 | 0 | 0 | 0 | 0
| V.02 | Losses | [45 empty] | -195.0829 |  | -232.503 | -310.6572 | -419.8995 | -551.7122 | -726.4151 | -862.8754 | -978.3476 | -1091.0371 | -1230.4205
|  | Demand (for charting) | [45 empty] | 790.7697 |  | 1024.6938 | 1444.7826 | 2044.3014 | 2817.7334 | 3882.9115 | 4819.456 | 5890.1122 | 6842.9324 | 7928.9892
|  | Dummy for charting | [45 empty] | 790.7697 |  | 1030.1577 | 1444.7826 | 2044.3014 | 2817.7334 | 3882.9115 | 4819.456 | 5890.1122 | 6842.9324 | 7928.9892
| Z.01 | Unallocated | [45 empty] | 0 |  | 0 | 0 | 0 | 0 | 0 | 0 | 0 | 0 | 0
|  | Net balance (should be zero!) | [45 empty] | 9.0949e-13 |  | 0 | 0 | -1.819e-12 | 1.819e-12 | -1.819e-12 | 0 | 0 | 4.2064e-12 | -7.9403e-13
Electricity Generation
| V.02 | TWh/year | [45 empty] | 2007 |  | 2012 | 2017 | 2022 | 2027 | 2032 | 2037 | 2042 | 2047 | 2052
| I.a | Gas Power Stations | [28 empty] | 221.2 | 214.6 | 221.2 | 226.3 | 241.6 | 248.5 | 250.7 | 258.7 | 262.6 | 264.2 | 267.6 | 276.5 | 279.3 | 250.1 | 263.1 | Dukes 5.6 sum of generation - used on works for coal, oil gas and renewables |  | 64.0088 |  | 96.5961 | 109.8605 | 109.8605 | 109.8605 | 109.8605 | 109.8605 | 109.8605 | 109.8605 | 109.8605
| I.b | Coal power stations | [45 empty] | 489.6898 |  | 710.8629 | 987.4332 | 936.057 | 857.505 | 774.0835 | 711.698 | 631.6617 | 563.1205 | 336.9433
| I.c | Carbon Capture Storage (CCS) | [45 empty] | 0 |  | 0 | 0 | 0 | 0 | 2.5772 | 6.1362 | 14.3587 | 19.5131 | 27.2447
| I.d | Electricity Balancing Requirement | [28 empty] | 221.2 | 214.6 | 221.2 | 226.3 | 241.6 | 248.5 | 250.7 | 258.7 | 262.6 | 264.2 | 267.6 | 276.5 | 279.3 | 250.1 | 263.1 | Sum of above | 0 | 57.2532 |  | 0 | 15.5621 | 614.2986 | 1405.4268 | 2482.3021 | 3425.6911 | 4535.8405 | 5546.2791 | 6862.5786
|  | Fossil Fuel Based Electricity | [45 empty] | 610.9518 |  | 807.459 | 1112.8559 | 1660.2161 | 2372.7924 | 3368.8234 | 4253.3858 | 5291.7214 | 6238.7732 | 7336.6272
| II | Nuclear power | [45 empty] | 28.3317 |  | 32.8199 | 69.9877 | 67.7436 | 67.7436 | 66.3411 | 63.2555 | 61.7126 | 58.627 | 58.627
| III | Hydro Power Generation | [28 empty] | 85.8 | 89.3 | 90.6 | 87.7 | 78.3 | 83 | 81.1 | 81.9 | 73.7 | 75.2 | 69.2 | 57.2 | 47.7 | 62.8 | 56.5 | Dukes 5.6 Nuclear generation - used on works |  | 121.4968 |  | 143.7624 | 171.8136 | 171.8136 | 171.8136 | 171.8136 | 171.8136 | 171.8136 | 171.8136 | 171.8136
|  | Hydro and Nuclear | [45 empty] | 149.8285 |  | 176.5823 | 241.8013 | 239.5572 | 239.5572 | 238.1547 | 235.0691 | 233.5262 | 230.4406 | 230.4406
| IV.a | Solar PV | [38 empty] | 3.6 | 4.5 | 5.8 | 7.6 | 7.1 | Dukes 7.4 Generation Onshore wind |  | 0 |  | 1.5673 | 8.2727 | 18.5584 | 32.7923 | 47.8234 | 60.993 | 69.1199 | 68.1118 | 59.6088
| IV.b | Solar CSP | [38 empty] | 0.7 | 0.8 | 1.3 | 1.7 | 3 | Dukes 7.4 Generation Offshore wind |  | 0 |  | 0 | 2.5246 | 8.5731 | 15.6385 | 25.7194 | 33.7842 | 37.8165 | 35.2919 | 29.2434
| IV.c.1 | Onshore Wind | [28 empty] | 2.8 | 3.3 | 4.2 | 4.4 | 4.3 | 3.2 | 3.9 | 2.6 | 3.9 | 3.8 | 3.7 | 4.1 | 4.2 | 4.3 | 2.7 | Dukes 5.6 Hydro - natural flow generation - used on works |  | 12.4372 |  | 18.7222 | 36.6049 | 58.5199 | 81.3115 | 110.8967 | 129.1406 | 139.8615 | 148.2769 | 148.8028
| IV.c.2 | Offshore Wind | [45 empty] | 0 |  | 0 | 0 | 1.4464 | 3.0243 | 4.6021 | 7.8456 | 11.1766 | 12.886 | 13.149
| IV.d | Small Hydro | [45 empty] | 7.0138 |  | 12.0815 | 17.604 | 23.9375 | 27.7507 | 31.6516 | 33.6239 | 33.9023 | 34.7907 | 35.3824
| V.a | Biomass Based Electricity& Biogas | [45 empty] | 9.5384 |  | 9.7454 | 11.1191 | 12.4928 | 13.8665 | 15.2402 | 16.6139 | 17.9876 | 19.3613 | 20.735
| VI.a | Waste to Electricity | [45 empty] | 0 |  | 0 | 0 | 0 | 0 | 0 | 0 | 0 | 0 | 0
|  | Renewable Based Electricity | [45 empty] | 28.9894 |  | 42.1164 | 76.1254 | 123.5281 | 174.3838 | 235.9335 | 282.0011 | 309.8645 | 318.7187 | 306.9214
| VII.a | Electricity imports | [38 empty] | 7.9 | 9.4 | 11.3 | 13.6 | 12.9 | Sum of above |  | 1 |  | 4 | 14 | 21 | 31 | 40 | 49 | 55 | 55 | 55
|  | Total generation supplied to grid | [38 empty] | 352.2 | 348.4 | 349.3 | 329.3 | 335.1 | Sum of above |  | 790.7697 |  | 1030.1577 | 1444.7826 | 2044.3014 | 2817.7334 | 3882.9115 | 4819.456 | 5890.1122 | 6842.9324 | 7928.9892 |  | 9159.4097
|  | Share of Renewables | [45 empty] | 3.666% |  | 4.088% | 5.269% | 6.043% | 6.189% | 6.076% | 5.851% | 5.261% | 4.658% | 3.871%
|  | Electricity exports | [44 empty] | 0 | 0 |  | -5.464 | 4.5475e-13 | 2.2737e-13 | -4.5475e-13 | -4.5475e-13 | 0 | 9.0949e-13 | 9.0949e-13 | 9.0949e-13 | REFERENCED
|  | Electricity used in India, before losses | [44 empty] | 0 | 790.7697 |  | 1024.6938 | 1444.7826 | 2044.3014 | 2817.7334 | 3882.9115 | 4819.456 | 5890.1122 | 6842.9324 | 7928.9892
CAGR for Electricity
|  | GW installed capacity | [45 empty] | 2007 |  | 2012 | 2017 | 2022 | 2027 | 2032 | 2037 | 2042 | 2047 | 2052
| I.a | Gas Power Stations | [38 empty] | 63.6 | 63.6 | 63.7 | 64.5 | 69.3 | Dukes 5.7 Conventional steam stations + Combined cycle gas turbine stations |  | 0 |  | 18.381 | 20.919 | 20.919 | 20.919 | 20.919 | 20.919 | 20.919 | 20.919 | 20.919
| I.b | Coal power stations | [43 empty] | no bio in Dukes |  | 82 |  | 125.0233 | 175.2914 | 165.9236 | 152.3836 | 137.6836 | 124.9261 | 109.5351 | 98.0501 | 60.1511
| I.c | Carbon Capture Storage (CCS) | [45 empty] | 0 |  | 0 | 0 | 0 | 0 | 1 | 2 | 5 | 7 | 10
| I.d | Electricity Balancing Requirement | [45 empty] | 11.5064 |  | 0 | 2.6629 | 91.9766 | 210.4292 | 371.6657 | 512.9158 | 679.1342 | 830.4234 | 1027.5079
| II | Nuclear power | [45 empty] | 4.04 |  | 4.68 | 9.98 | 9.66 | 9.66 | 9.46 | 9.02 | 8.8 | 8.36 | 8.36
| III | Hydro Power Generation | [38 empty] | 11 | 11 | 11 | 10.9 | 10.9 | Dukes 5.7 Nuclear stations |  | 34.65 |  | 41 | 49 | 49 | 49 | 49 | 49 | 49 | 49 | 49
| IV.a | Solar PV | [43 empty] | Wind not split in Dukes |  | 0 |  | 0.941 | 4.941 | 10.941 | 18.941 | 26.941 | 33.941 | 38 | 37 | 32
| IV.b | Solar CSP | [45 empty] | 0 |  | 0 | 1 | 3 | 5 | 7.5 | 9.5 | 10.5 | 9.5 | 7.5
| IV.c.1 | Onshore Wind | [38 empty] | 1.4 | 1.4 | 1.5 | 1.5 | 1.5 | Dukes 5.7 Hydro-electric stations: Natural flow |  | 7.094 |  | 10.353 | 18.853 | 28.853 | 38.853 | 51.353 | 56.759 | 58.5 | 60 | 58
| IV.c.2 | Offshore Wind | [45 empty] | 0 |  | 0 | 0 | 0.5 | 1 | 1.5 | 2.5 | 3.5 | 4 | 4
| IV.d | Small Hydro | [45 empty] | 1.9756 |  | 3.3856 | 4.8856 | 6.5856 | 7.5856 | 8.5856 | 9.0856 | 8.96 | 9.0406 | 9.0406
| V.a | Biomass | [45 empty] | 1.0101 |  | 1.3897 | 1.5855 | 1.7814 | 1.9773 | 2.1732 | 2.3691 | 2.565 | 2.7609 | 2.9567
| VI.a | Waste to Electricity | [43 empty] | Other renewables not split in Dukes |  | 0 |  | 0 | 0 | 0 | 0 | 0 | 0 | 0 | 0 | 0
[48 empty] | 0 |  | 0 | 0 | 0 | 0 | 0 | 0 | 0 | 0 | 0
| VII.c | Standby / peaking gas | [45 empty] | 0 |  | 0 | 0 | 0 | 0 | 0 | 0 | 0 | 0 | 0
|  | Total generation | [38 empty] | 74.996 | 75.9786 | 76.7824 | 77.6753 | 83.1968 |  |  | 142.2762 |  | 186.7726 | 268.1995 | 368.2213 | 494.8298 | 666.8621 | 812.0166 | 973.4943 | 1115.135 | 1268.5164
Emissions
Emissions as % of base year, adjusted so that 2007 matches actuals
|  | IPCC Sector |  | 2007 Actuals, GHG Inv. | [43 empty] | 2007 |  | 2012 | 2017 | 2022 | 2027 | 2032 | 2037 | 2042 | 2047 | 2052
| 1A | Fuel Combustion
| 1B | Fugitive Emissions from Fuels
| 1 | Fuel Combustion | [22 empty] | 78.07% | 79.3% | 77.23% | 75.22% | 73.58% | 72.62% | 75.18% | 72.02% | 72.25% | 70.81% | 71.66% | 73.28% | 71.15% | 71.93% | 72.05% | 71.43% | 71.22% | 70.04% | 68.49% | 62.45% | 64.59% | Calculated from below
| 2 | Industrial Processes | [22 empty] | 6.934% | 6.72% | 6.031% | 5.607% | 5.917% | 5.947% | 6.173% | 6.468% | 6.269% | 4.148% | 4.057% | 3.854% | 3.608% | 3.845% | 3.879% | 3.921% | 3.833% | 4.049% | 3.945% | 3.263% | 3.434% | Calculated from below
| 3 | Solvent and Other Product Use | [22 empty] | 0% | 0% | 0% | 0% | 0% | 0% | 0% | 0% | 0% | 0% | 0% | 0% | 0% | 0% | 0% | 0% | 0% | 0% | 0% | 0% | 0% | Calculated from below
| 4 | Agriculture | [22 empty] | 7.364% | 7.331% | 7.308% | 7.216% | 7.233% | 7.18% | 7.228% | 7.197% | 7.116% | 7.029% | 6.774% | 6.415% | 6.413% | 6.358% | 6.392% | 6.429% | 6.22% | 6.038% | 5.954% | 5.866% | 5.917% | Calculated from below
| 5 | Land Use, Land-Use Change and Forestry | [22 empty] | 0.4985% | 0.4954% | 0.4281% | 0.2851% | 0.263% | 0.3157% | 0.2793% | 0.2459% | 0.1589% | 0.136% | 0.04831% | -0.01462% | -0.1197% | -0.1648% | -0.302% | -0.3771% | -0.3966% | -0.4461% | -0.4972% | -0.5389% | -0.4921% | Calculated from below
| 6 | Waste | [22 empty] | 5.892% | 5.776% | 5.609% | 5.43% | 5.273% | 5.133% | 5% | 4.603% | 4.342% | 3.993% | 3.768% | 3.33% | 3.062% | 2.697% | 2.502% | 2.438% | 2.387% | 2.34% | 2.268% | 2.202% | 2.127% | Calculated from below
| 7 | Other | [22 empty] | 0% | 0% | 0% | 0% | 0% | 0% | 0% | 0% | 0% | 0% | 0% | 0% | 0% | 0% | 0% | 0% | 0% | 0% | 0% | 0% | 0% | Calculated from below
| X1 | International Aviation and Shipping | [22 empty] | 3.174% | 3.14% | 3.37% | 3.508% | 3.499% | 3.685% | 3.96% | 4.235% | 4.626% | 4.547% | 4.815% | 4.741% | 4.47% | 4.695% | 5.176% | 5.583% | 5.948% | 5.867% | 5.903% | 5.6% | 5.242% | Calculated from below
| X2 | Bioenergy credit | [22 empty] | 0 | 0 | 0 | 0 | 0 | 0 | 0 | 0 | 0 | 0 | 0 | 0 | 0 | 0 | 0 | 0 | 0 | 0 | 0 | 0 | 0 | Calculated from below
| X3 | Carbon capture | [22 empty] | 0 | 0 | 0 | 0 | 0 | 0 | 0 | 0 | 0 | 0 | 0 | 0 | 0 | 0 | 0 | 0 | 0 | 0 | 0 | 0 | 0 | Calculated from below
|  | Total | [22 empty] | 101.9% | 102.8% | 99.98% | 97.27% | 95.76% | 94.88% | 97.82% | 94.77% | 94.76% | 90.67% | 91.12% | 91.6% | 88.59% | 89.36% | 89.7% | 89.43% | 89.22% | 87.89% | 86.06% | 78.84% | 80.82% | Calculated from below
Excluding international bunkers
Adjustment factor:
| Emissions by sector |  |  | Sector | [43 empty] | 2007 |  | 2012 | 2017 | 2022 | 2027 | 2032 | 2037 | 2042 | 2047 | 2052
| I |  |  | Hydrocarbon fuel power generation | [43 empty] | 595.0662 |  | 784.1693 | 1077.3495 | 1588.2702 | 2251.6991 | 3180.5599 | 4005.6499 | 4971.7137 | 5854.0817 | 6857.2397
| II |  |  | Nuclear power generation | [43 empty] | 0 |  | 0 | 0 | 0 | 0 | 0 | 0 | 0 | 0 | 0
| III |  |  | Hydro Electric Power Generation | [43 empty] | 0 |  | 0 | 0 | 0 | 0 | 0 | 0 | 0 | 0 | 0
| IV |  |  | National renewable power generation | [43 empty] | 0 |  | 0 | 0 | 0 | 0 | 0 | 0 | 0 | 0 | 0
| V |  |  | Bioenergy | [43 empty] | -313.8937 |  | -317.7449 | -316.4994 | -315.4661 | -314.6889 | -314.2324 | -313.9948 | -312.9239 | -312.1118 | -311.8493
| VI |  |  | Waste | [43 empty] | 0 |  | 0 | 0 | 0 | 0 | 0 | 0 | 0 | 0 | 0
| VII |  |  | Electricity distribution, storage, and balancing | [43 empty] | 0 |  | 0 | 0 | 0 | 0 | 0 | 0 | 0 | 0 | 0
| IX |  |  | Buildings | [43 empty] | 0 |  | 0 | 0 | 0 | 0 | 0 | 0 | 0 | 0 | 0
| X |  |  | Lighting and appliances | [43 empty] | 1.994 |  | 1.833 | 1.5594 | 1.2521 | 0.8996 | 0.51207 | 0.41077 | 0.2896 | 0.15321 | 0
| XI |  |  | Industry | [43 empty] | 658.6278 |  | 982.2829 | 1349.3894 | 1929.0189 | 2590.0594 | 3324.2857 | 4109.8305 | 4854.8044 | 5532.528 | 6218.3944
| XII |  |  | Transport | [43 empty] | 221.706 |  | 221.706 | 332.7234 | 482.0977 | 665.9782 | 892.1918 | 1159.1376 | 1412.0432 | 1690.8392 | 2002.9666
| XIII |  |  | Cooking | [43 empty] | 10.7045 |  | 16.2609 | 24.2395 | 35.9335 | 52.7514 | 195.3974 | 103.0792 | 137.8063 | 184.2336 | 246.3033
| XIV |  |  | Agriculture | [43 empty] | 20.879 |  | 27.036 | 37.2107 | 50.9955 | 68.1865 | 85.7049 | 91.5871 | 98.6988 | 103.8192 | 109.5639
| XV |  |  | Fossil fuel production | [43 empty] | 0 |  | 0 | 0 | 0 | 0 | 0 | 0 | 0 | 0 | 0
| XVI |  |  | Telecom | [43 empty] | 3.0727 |  | 10.2423 | 11.969 | 14.3061 | 18.615 | 21.9403 | 23.4752 | 26.3751 | 33.3593 | 47.3208
| XVII |  |  | Transfer | [43 empty] | 0 |  | 0 | 0 | 0 | 0 | 0 | 0 | 0 | 0 | 0
|  |  |  | Total | [43 empty] | 1198.1565 |  | 1725.7855 | 2517.9416 | 3786.4078 | 5333.5002 | 7386.3598 | 9179.1755 | 11188.8072 | 13086.9025 | 15169.9395
|  |  |  | Emissions/capita | [45 empty] | 1.4193 | 1.9465 | 2.7367 | 3.6695 | 4.8153 | 5.7653 | 6.742 | 7.6793 | 8.629 | REFERENCED - All costs
| Modelled emissions |  |  | Cumulative emissions | [45 empty] | 1.4193 | 3.3658 | 6.1025 | 9.772 | 14.5873 | 20.3525 | 27.0945 | 34.7738 | 43.4028
|  | IPCC Sector |  | Actuals, GHG Inv. | [20 empty] | 1990 | 1991 | 1992 | 1993 | 1994 | 1995 | 1996 | 1997 | 1998 | 1999 | 2000 | 2001 | 2002 | 2003 | 2004 | 2005 | 2006 | 2007 | 2008 | 2009 | 2010 | [12 empty] | Mt CO2e
| 1A | Fuel Combustion | [22 empty] | 574.321 | 584.0744 | 567.7756 | 553.3375 | 546.2327 | 536.0203 | 556.6264 | 534.7489 | 538.7547 | 530.6657 | 539.0005 | 552.1914 | 536.2169 | 545.6418 | 546.9153 | 542.8024 | 542.6567 | 534.0257 | 522.9479 | 475.6018 | 492.7503 | UNFCCC Inventory Submissions 2012 [GBR-2012-2010-v1.2.xls] Summary2 'SUMMARY REPORT FOR CO2 EQUIVALENT EMISSIONS' - http://unfccc.int/national_reports/annex_i_ghg_inventories/national_inventories_submissions/items/6598.php |  | 1179.6636 |  | 1542.1466 | 2147.7772 | 3123.0584 | 4334.5444 | 6022.4992 | 7426.7603 | 9076.9973 | 10640.0518 | 12381.6493
| 1B | Fugitive Emissions from Fuels | [22 empty] | 35.2834 | 35.183 | 35.2898 | 34.031 | 28.3248 | 31.0424 | 30.4733 | 27.6202 | 25.3974 | 22.3083 | 20.537 | 20.0197 | 19.4048 | 16.0785 | 15.7369 | 14.9923 | 13.5109 | 12.9297 | 11.8792 | 12.0401 | 11.6464 | UNFCCC Inventory Submissions 2012 [GBR-2012-2010-v1.2.xls] Summary2 'SUMMARY REPORT FOR CO2 EQUIVALENT EMISSIONS' - http://unfccc.int/national_reports/annex_i_ghg_inventories/national_inventories_submissions/items/6598.php |  | 0 |  | 0 | 0 | 0 | 0 | 0 | 0 | 0 | 0 | 0
| 1 | Fuel Combustion | [22 empty] | 609.6043 | 619.2574 | 603.0655 | 587.3686 | 574.5575 | 567.0627 | 587.0997 | 562.3691 | 564.1522 | 552.9739 | 559.5375 | 572.2111 | 555.6217 | 561.7204 | 562.6521 | 557.7947 | 556.1676 | 546.9555 | 534.8271 | 487.6419 | 504.3967 | UNFCCC Inventory Submissions 2012 [GBR-2012-2010-v1.2.xls] Summary2 'SUMMARY REPORT FOR CO2 EQUIVALENT EMISSIONS' - http://unfccc.int/national_reports/annex_i_ghg_inventories/national_inventories_submissions/items/6598.php |  | 1179.6636 |  | 1542.1466 | 2147.7772 | 3123.0584 | 4334.5444 | 6022.4992 | 7426.7603 | 9076.9973 | 10640.0518 | 12381.6493
| 2 | Industrial Processes | [22 empty] | 54.1486 | 52.476 | 47.0936 | 43.7833 | 46.2005 | 46.4381 | 48.2063 | 50.5097 | 48.9556 | 32.3943 | 31.677 | 30.0928 | 28.1772 | 30.0267 | 30.292 | 30.6192 | 29.9275 | 31.6166 | 30.8019 | 25.4785 | 26.8115 | UNFCCC Inventory Submissions 2012 [GBR-2012-2010-v1.2.xls] Summary2 'SUMMARY REPORT FOR CO2 EQUIVALENT EMISSIONS' - http://unfccc.int/national_reports/annex_i_ghg_inventories/national_inventories_submissions/items/6598.php |  | 0 |  | 0 | 0 | 0 | 0 | 0 | 0 | 0 | 0 | 0
| 3 | Solvent and Other Product Use | [22 empty] | NE,NO | NE,NO | NE,NO | NE,NO | NE,NO | NE,NO | NE,NO | NE,NO | NE,NO | NE,NO | NE,NO | NE,NO | NE,NO | NE,NO | NE,NO | NE,NO | NE,NO | NE,NO | NE,NO | NE,NO | NE,NO | UNFCCC Inventory Submissions 2012 [GBR-2012-2010-v1.2.xls] Summary2 'SUMMARY REPORT FOR CO2 EQUIVALENT EMISSIONS' - http://unfccc.int/national_reports/annex_i_ghg_inventories/national_inventories_submissions/items/6598.php |  | 0 |  | 0 | 0 | 0 | 0 | 0 | 0 | 0 | 0 | 0
| 4 | Agriculture | [22 empty] | 57.5015 | 57.2464 | 57.0647 | 56.3498 | 56.4826 | 56.063 | 56.4387 | 56.1999 | 55.5638 | 54.8901 | 52.8933 | 50.0945 | 50.079 | 49.6465 | 49.9126 | 50.2049 | 48.5735 | 47.1454 | 46.4907 | 45.8083 | 46.2014 | UNFCCC Inventory Submissions 2012 [GBR-2012-2010-v1.2.xls] Summary2 'SUMMARY REPORT FOR CO2 EQUIVALENT EMISSIONS' - http://unfccc.int/national_reports/annex_i_ghg_inventories/national_inventories_submissions/items/6598.php |  | 0 |  | 0 | 0 | 0 | 0 | 0 | 0 | 0 | 0 | 0
| 5 | Land Use, Land-Use Change and Forestry | [22 empty] | 3.893 | 3.8686 | 3.3433 | 2.2266 | 2.0533 | 2.4655 | 2.1813 | 1.9201 | 1.2406 | 1.062 | 0.37726 | -0.11419 | -0.93459 | -1.2868 | -2.3579 | -2.9449 | -3.0969 | -3.4836 | -3.8824 | -4.2078 | -3.8424 | UNFCCC Inventory Submissions 2012 [GBR-2012-2010-v1.2.xls] Summary2 'SUMMARY REPORT FOR CO2 EQUIVALENT EMISSIONS' - http://unfccc.int/national_reports/annex_i_ghg_inventories/national_inventories_submissions/items/6598.php |  | 0 |  | 0 | 0 | 0 | 0 | 0 | 0 | 0 | 0 | 0
| 6 | Waste | [22 empty] | 46.0054 | 45.1063 | 43.8023 | 42.3989 | 41.1755 | 40.0807 | 39.0452 | 35.9462 | 33.9039 | 31.177 | 29.4224 | 26.0008 | 23.9141 | 21.0585 | 19.5385 | 19.0371 | 18.6409 | 18.2716 | 17.7121 | 17.1984 | 16.612 | UNFCCC Inventory Submissions 2012 [GBR-2012-2010-v1.2.xls] Summary2 'SUMMARY REPORT FOR CO2 EQUIVALENT EMISSIONS' - http://unfccc.int/national_reports/annex_i_ghg_inventories/national_inventories_submissions/items/6598.php |  | 0 |  | 0 | 0 | 0 | 0 | 0 | 0 | 0 | 0 | 0
| 7 | Other | [43 empty] | UNFCCC Inventory Submissions 2012 [GBR-2012-2010-v1.2.xls] Summary2 'SUMMARY REPORT FOR CO2 EQUIVALENT EMISSIONS' - http://unfccc.int/national_reports/annex_i_ghg_inventories/national_inventories_submissions/items/6598.php |  | 0 |  | 0 | 0 | 0 | 0 | 0 | 0 | 0 | 0 | 0 | bar: 1990 to 2010
| X1 | International Aviation and Shipping | [22 empty] | 0 | 0 | 0 | 0 | 0 | 0 | 0 | 0 | 0 | 0 | 0 | 0 | 0 | 0 | 0 | 0 | 0 |  |  |  |  | Calculation |  | 0 |  | 0 | 0 | 0 | 0 | 0 | 0 | 0 | 0 | 0
| X2 | Bioenergy credit | [22 empty] | 0 | 0 | 0 | 0 | 0 | 0 | 0 | 0 | 0 | 0 | 0 | 0 | 0 | 0 | 0 | 0 | 0 | 0 | 0 | 0 | 0 | UNFCCC Inventory Submissions 2012 [GBR-2012-2010-v1.2.xls] Summary2 'SUMMARY REPORT FOR CO2 EQUIVALENT EMISSIONS' - http://unfccc.int/national_reports/annex_i_ghg_inventories/national_inventories_submissions/items/6598.php |  | 0 |  | 0 | 0 | 0 | 0 | 0 | 0 | 0 | 0 | 0
| X3 | Carbon capture | [22 empty] | 0 | 0 | 0 | 0 | 0 | 0 | 0 | 0 | 0 | 0 | 0 | 0 | 0 | 0 | 0 | 0 | 0 | 0 | 0 | 0 | 0 | UNFCCC Inventory Submissions 2012 [GBR-2012-2010-v1.2.xls] Summary2 'SUMMARY REPORT FOR CO2 EQUIVALENT EMISSIONS' - http://unfccc.int/national_reports/annex_i_ghg_inventories/national_inventories_submissions/items/6598.php |  | 0 |  | 0 | 0 | 0 | 0 | -5.9902 | -11.9804 | -29.0435 | -40.6609 | -56.3785
|  | Total | [22 empty] | 795.9357 | 802.4755 | 780.6853 | 759.5204 | 747.7894 | 740.8889 | 763.8907 | 740.0139 | 739.9402 | 708.0014 | 711.5094 | 715.3043 | 691.7661 | 697.8282 | 700.4522 | 698.3081 | 696.6613 | [6 empty] | 1179.6636 |  | 1542.1466 | 2147.7772 | 3123.0584 | 4334.5444 | 6016.509 | 7414.7799 | 9047.9538 | 10599.391 | 12325.2707 | REFERENCED - All costs
Bio-energy - Production and Use
Production
| Domestic | [46 empty] | 2007 |  | 2012 | 2017 | 2022 | 2027 | 2032 | 2037 | 2042 | 2047 | 2052
| V.a | V.03 | Solid hydrocarbons | [29 empty] | 11.2811 | 11.5129 | 9.983 | 10.7253 | 11.7832 | 11.9234 | 8.2293 | 13.5652 | 13.108 | 14.1104 | 15.681 | 18.7866 | 19.9599 | DUKES - Commodity balances, production of wood waste, wood, poultry litter, meal and bone, and farm waste, and straw, SRC, and other plant-based biomass
| V.a | V.04 | Liquid hydrocarbons | [29 empty] | 0 | 0 | 0 | 0 | 0 | 0 | 0 | 0.093136 | 2.6918 | 4.5999 | 3.5167 | 2.6292 | 3.539 | DUKES - Commodity balances, production of liquid biofuels
| V.a | V.05 | Gaseous hydrocarbons | [29 empty] | 4.6799 | 6.6524 | 8.503 | 9.7206 | 10.3751 | 12.6546 | 17.4844 | 18.9159 | 19.2448 | 20.2946 | 20.9126 | 21.9233 | 22.8956 | DUKES - Commodity balances, production of sewage gas and landfill gas |  | 9.1778 |  | 10.3058 | 11.346 | 12.3863 | 13.4265 | 14.4667 | 14.832 | 15.2066 | 15.5905 | 15.9842
Domestic
| V.b | V.03 | Solid hydrocarbons | [29 empty] | 0 | 0 | 0 | 0 | 0 | 1.2843 | 4.6753 | 4.8933 | 5.78 | 4.3985 | 5.0331 | 4.9172 | 8.7566 | DUKES - Commodity balances, imports of wood waste, wood, poultry litter, meal and bone, and farm waste, and straw, SRC, and other plant-based biomass
| V.b | V.04 | Liquid hydrocarbons | [29 empty] | 0 | 0 | 0 | 0 | 0 | 0 | 0 | 0.76808 | 0.62143 | 0.88383 | 6.3622 | 9.4485 | 11.5272 | DUKES - Commodity balances, imports of liquid biofuels |  | 0 |  | 0.13142 | 3.0141 | 6.6403 | 11.1746 | 16.858 | 23.8124 | 32.2828 | 42.4433 | 54.6569
| V.b | V.05 | Gaseous hydrocarbons | [29 empty] | 0 | 0 | 0 | 0 | 0 | 0 | 0 | 0 | 0 | 0 | 0 | 0 | 0 | DUKES - Commodity balances, imports of sewage gas and landfill gas
Domestic
| V.e | V.03 | Solid hydrocarbons | [29 empty] | 11.2811 | 11.5129 | 9.983 | 10.7253 | 11.7832 | 13.2077 | 12.9045 | 18.4585 | 18.888 | 18.5089 | 20.7142 | 23.7039 | 28.7164 | Calculation |  | 937.2336 |  | 948.4098 | 947.5049 | 946.6399 | 945.8151 | 945.0309 | 944.2878 | 939.9735 | 935.1007 | 930.228
| V.e | V.04 | Liquid hydrocarbons | [29 empty] | 0 | 0 | 0 | 0 | 0 | 0 | 0 | 0.86122 | 3.3132 | 5.4837 | 9.879 | 12.0776 | 15.0662 | Calculation
| V.e | V.05 | Gaseous hydrocarbons | [29 empty] | 4.6799 | 6.6524 | 8.503 | 9.7206 | 10.3751 | 12.6546 | 17.4844 | 18.9159 | 19.2448 | 20.2946 | 20.9126 | 21.9233 | 22.8956 | Calculation
Domestic Production from Waste
| VI.a | V.03 | Solid hydrocarbons | [29 empty] | 11.2811 | 11.5129 | 9.983 | 10.7253 | 11.7832 | 13.2077 | 12.9045 | 18.4585 | 18.888 | 18.5089 | 20.7142 | 23.7039 | 28.7164 | Calculation |  | 0 |  | 0 | 0 | 0 | 0 | 0 | 0 | 0 | 0 | 0
| VI.a | V.04 | Liquid hydrocarbons | [29 empty] | 0 | 0 | 0 | 0 | 0 | 0 | 0 | 0.86122 | 3.3132 | 5.4837 | 9.879 | 12.0776 | 15.0662 | Calculation
| VI.a | V.05 | Gaseous hydrocarbons | [29 empty] | 4.6799 | 6.6524 | 8.503 | 9.7206 | 10.3751 | 12.6546 | 17.4844 | 18.9159 | 19.2448 | 20.2946 | 20.9126 | 21.9233 | 22.8956 | Calculation |  | 0 |  | 0 | 0 | 0 | 0 | 0 | 0 | 0 | 0 | 0
Total from Bio Energy and Waste
| V | V.03 | Solid hydrocarbons | [29 empty] | 11.2811 | 11.5129 | 9.983 | 10.7253 | 11.7832 | 13.2077 | 12.9045 | 18.4585 | 18.888 | 18.5089 | 20.7142 | 23.7039 | 28.7164 | Calculation |  | 937.2336 |  | 948.4098 | 947.5049 | 946.6399 | 945.8151 | 945.0309 | 944.2878 | 939.9735 | 935.1007 | 930.228
| V | V.04 | Liquid hydrocarbons | [29 empty] | 0 | 0 | 0 | 0 | 0 | 0 | 0 | 0.86122 | 3.3132 | 5.4837 | 9.879 | 12.0776 | 15.0662 | Calculation |  | 0 |  | 0.13142 | 3.0141 | 6.6403 | 11.1746 | 16.858 | 23.8124 | 32.2828 | 42.4433 | 54.6569
| V | V.05 | Gaseous hydrocarbons | [29 empty] | 4.6799 | 6.6524 | 8.503 | 9.7206 | 10.3751 | 12.6546 | 17.4844 | 18.9159 | 19.2448 | 20.2946 | 20.9126 | 21.9233 | 22.8956 | Calculation |  | 9.1778 |  | 10.3058 | 11.346 | 12.3863 | 13.4265 | 14.4667 | 14.832 | 15.2066 | 15.5905 | 15.9842
Primary supply, format for web-based interface
| N.01 | Nuclear fission | 0 | 0 | [42 empty] | 0 | 80.9477 |  | 93.7712 | 199.965 | 193.5533 | 193.5533 | 189.546 | 180.7299 | 176.3218 | 167.5057 | 167.5057
| R.01 | Solar | 0 | 0 | [42 empty] | 0 | 0 |  | 1.5673 | 10.9115 | 27.2655 | 48.893 | 74.077 | 96.0312 | 108.3126 | 106.2785 | 92.93
| R.02 | Wind | 0 | 0 | [42 empty] | 0 | 12.4372 |  | 18.7222 | 36.6049 | 59.9663 | 84.3358 | 115.4989 | 136.9861 | 151.0382 | 161.1629 | 161.9518
| R.03 | Tidal | 0 | 0 | [42 empty] | 0 | 0 |  | 0 | 0 | 0 | 0 | 0 | 0 | 0 | 0 | 0
| R.04 | Wave | 0 | 0 | [42 empty] | 0 | 0 |  | 0 | 0 | 0 | 0 | 0 | 0 | 0 | 0 | 0
| R.05 | Geothermal | 0 | 0 | [42 empty] | 0 | 0 |  | 0 | 0 | 0 | 0 | 0 | 0 | 0 | 0 | 0
| R.06 | Hydro | 0 | 0 | [42 empty] | 0 | 128.5106 |  | 155.8439 | 189.4176 | 195.7511 | 199.5643 | 203.4652 | 205.4375 | 205.7159 | 206.6043 | 207.196
| Y.02 | Electricity oversupply (imports) | 0 | 0 | [42 empty] | 0 | 1 |  | 0 | 14 | 21 | 31 | 40 | 49 | 55 | 55 | 55
| R.07 | Environmental heat | 0 | 0 | [42 empty] | 0 | 0 |  | 0 | 0 | 0 | 0 | 0 | 0 | 0 | 0 | 0
|  | Bio Energy | 0 | 0 | [42 empty] | 0 | 946.4113 |  | 958.847 | 961.865 | 965.6665 | 970.4161 | 976.3556 | 982.9322 | 987.4628 | 993.1345 | 1000.8692
|  | Coal | 0 | 0 | [42 empty] | 0 | 2316.2462 |  | 3231.2892 | 4462.5039 | 6598.8813 | 9254.0874 | 12761.051 | 15968.227 | 19511.6881 | 22662.1162 | 26194.7605
|  | Oil | 0 | 0 | [42 empty] | 0 | 1630.7748 |  | 1902.1641 | 2574.5516 | 3472.7892 | 4562.3245 | 5850.8911 | 7335.6793 | 8828.3558 | 10507.4503 | 12422.63
|  | Natural gas | 0 | 0 | [42 empty] | 0 | 430.8702 |  | 581.2481 | 921.3236 | 1089.3246 | 1260.1738 | 1472.0196 | 1708.502 | 1969.556 | 2252.8472 | 2577.2839
|  | Total Primary Supply | 0 | 0 | [42 empty] | 0 | 5547.1981 |  | 6941.9889 | 9371.1432 | 12624.1977 | 16604.348 | 21682.9043 | 26663.5253 | 31993.4511 | 37112.0996 | 42880.1272
|  | Imported Hydrocarbons |  | 0 | [42 empty] | 0 | 1764.6477 |  | 2211.9002 | 4041.6393 | 6836.0147 | 10435.368 | 15310.6473 | 20134.3398 | 26010.2595 | 31596.3945 | 37776.9572
[57 empty] | % imported | 88.1%
|  | Primary demand | [44 empty] | 0 | 5547.1981 |  | 6941.9889 | 9371.1432 | 12624.1977 | 16604.348 | 21682.9043 | 26663.5253 | 31993.4511 | 37112.0996 | 42880.1272
Electricity, format for web-based interface
| V.01 | [46 empty] | 2007 |  | 2012 | 2017 | 2022 | 2027 | 2032 | 2037 | 2042 | 2047 | 2052 | TWh
| X.a | Domestic Lighting & Appliances | [45 empty] | 117.7524 |  | 162.8229 | 294.1978 | 488.1202 | 762.1383 | 1157.912 | 1452.2442 | 1803.3634 | 2203.8938 | 2671.8455
| X.b | Commercial Lighting & Appliances | [45 empty] | 69.8186 |  | 69.8185 | 115.3951 | 190.7404 | 315.3108 | 521.2826 | 689.4051 | 911.7499 | 970.1753 | 1032.3445
| XII.a | Domestic passenger transport | [45 empty] | 7.8046 |  | 7.8046 | 9.9812 | 12.6777 | 15.1831 | 17.978 | 20.9964 | 23.918 | 26.47 | 28.24
| XII.b | Domestic freight | [45 empty] | 6.371 |  | 6.371 | 9.4069 | 13.1408 | 17.6101 | 22.8926 | 28.4049 | 30.8764 | 33.4848 | 35.9467
| XIII.a | Domestic Cooking | [45 empty] | 0.3066 |  | 0.40568 | 1.9119 | 3.0737 | 5.9878 | 10.9243 | 14.6052 | 19.2214 | 25.3784 | 29.2477
| XIII.b | Commercial Cooking | [45 empty] | 0 |  | 0 | 0 | 0 | 0 | 0 | 0 | 0 | 0 | 0
| XIV | Agriculture | [45 empty] | 99.549 |  | 135.8436 | 188.775 | 262.3257 | 335.7407 | 428.7781 | 506.9106 | 599.2678 | 658.5675 | 723.7193
| XVI | Telecom | [45 empty] | 2.3668 |  | 7.8894 | 11.3399 | 16.1172 | 21.5684 | 30.5503 | 43.3913 | 61.0882 | 81.7498 | 115.9637
| XV.a | Domestic Gas Production | [45 empty] | 0 |  | 0 | 0 | 0 | 0 | 0 | 0 | 0 | 0 | 0
| XV.b | Domestic Coal Production | [45 empty] | 0 |  | 0 | 0 | 0 | 0 | 0 | 0 | 0 | 0 | 0
| XV.c | Domestic Oil Production
| XVII.a | Fossil Fuel Transfer
| XI | Industry | [45 empty] | 291.7178 |  | 401.235 | 503.1177 | 638.2062 | 792.4819 | 966.1785 | 1200.6228 | 1462.2793 | 1752.1756 | 2061.2613
|  | Total | [45 empty] | 595.6868 |  | 792.1907 | 1134.1255 | 1624.4019 | 2266.0212 | 3156.4965 | 3956.5806 | 4911.7645 | 5751.8953 | 6698.5687
|  | Transport | [45 empty] | 14.1756 |  | 14.1756 | 19.3881 | 25.8185 | 32.7932 | 40.8706 | 49.4013 | 54.7944 | 59.9548 | 64.1866
|  | Industry | [45 empty] | 291.7178 |  | 401.235 | 503.1177 | 638.2062 | 792.4819 | 966.1785 | 1200.6228 | 1462.2793 | 1752.1756 | 2061.2613
|  | Cooking | [45 empty] | 0.3066 |  | 0.40568 | 1.9119 | 3.0737 | 5.9878 | 10.9243 | 14.6052 | 19.2214 | 25.3784 | 29.2477
|  | Lighting & appliances | [45 empty] | 187.5709 |  | 232.6415 | 409.5929 | 678.8605 | 1077.4491 | 1679.1947 | 2141.6493 | 2715.1133 | 3174.0691 | 3704.19
|  | Telecom | [45 empty] | 99.549 |  | 135.8436 | 188.775 | 262.3257 | 335.7407 | 428.7781 | 506.9106 | 599.2678 | 658.5675 | 723.7193
|  | Agriculture | [45 empty] | 2.3668 |  | 7.8894 | 11.3399 | 16.1172 | 21.5684 | 30.5503 | 43.3913 | 61.0882 | 81.7498 | 115.9637
|  | Total | [45 empty] | 595.6868 |  | 792.1907 | 1134.1255 | 1624.4019 | 2266.0212 | 3156.4965 | 3956.5806 | 4911.7645 | 5751.8953 | 6698.5687
Emissions
| I | Hydrocarbon fuel power generation | [45 empty] | 595.0662 |  | 784.1693 | 1077.3495 | 1588.2702 | 2251.6991 | 3180.5599 | 4005.6499 | 4971.7137 | 5854.0817 | 6857.2397
| IX | Buildings | [45 empty] | 0 |  | 0 | 0 | 0 | 0 | 0 | 0 | 0 | 0 | 0
| X | Lighting and appliances | [45 empty] | 1.994 |  | 1.833 | 1.5594 | 1.2521 | 0.8996 | 0.51207 | 0.41077 | 0.2896 | 0.15321 | 0
| XI | Industry | [45 empty] | 658.6278 |  | 982.2829 | 1349.3894 | 1929.0189 | 2590.0594 | 3324.2857 | 4109.8305 | 4854.8044 | 5532.528 | 6218.3944
| XII | Transport | [45 empty] | 221.706 |  | 221.706 | 332.7234 | 482.0977 | 665.9782 | 892.1918 | 1159.1376 | 1412.0432 | 1690.8392 | 2002.9666
| XIII | Cooking | [45 empty] | 10.7045 |  | 16.2609 | 24.2395 | 35.9335 | 52.7514 | 195.3974 | 103.0792 | 137.8063 | 184.2336 | 246.3033
| XIV | Agriculture | [45 empty] | 20.879 |  | 27.036 | 37.2107 | 50.9955 | 68.1865 | 85.7049 | 91.5871 | 98.6988 | 103.8192 | 109.5639
| XVI | Telecom | [45 empty] | 3.0727 |  | 10.2423 | 11.969 | 14.3061 | 18.615 | 21.9403 | 23.4752 | 26.3751 | 33.3593 | 47.3208
| V | Bioenergy | [45 empty] | -313.8937 |  | -317.7449 | -316.4994 | -315.4661 | -314.6889 | -314.2324 | -313.9948 | -312.9239 | -312.1118 | -311.8493
|  | Total | [45 empty] | 1198.1565 |  | 1725.7855 | 2517.9416 | 3786.4078 | 5333.5002 | 7386.3598 | 9179.1755 | 11188.8072 | 13086.9025 | 15169.9395
Emissions per capita
[48 empty] | 2007 |  | 2012 | 2017 | 2022 | 2027 | 2032 | 2037 | 2042 | 2047 | 2052
| I | Hydrocarbon fuel power generation | [45 empty] | 0.48938 |  | 0.6449 | 0.83286 | 1.1479 | 1.5492 | 2.0735 | 2.5159 | 2.9958 | 3.4351 | 3.9005
| IX | Buildings | [45 empty] | 0 |  | 0 | 0 | 0 | 0 | 0 | 0 | 0 | 0 | 0
| X | Lighting and appliances | [45 empty] | 0.0016399 |  | 0.0015074 | 0.0012055 | 0.00090495 | 0.00061894 | 0.00033383 | 0.000258 | 0.0001745 | 8.9902e-05 | 0
| XI | Industry | [45 empty] | 0.54166 |  | 0.80783 | 1.0432 | 1.3942 | 1.782 | 2.1672 | 2.5813 | 2.9253 | 3.2465 | 3.5372
| XII | Transport | [45 empty] | 0.18233 |  | 0.18233 | 0.25722 | 0.34844 | 0.4582 | 0.58164 | 0.72803 | 0.85084 | 0.99218 | 1.1393
| XIII | Cooking | [45 empty] | 0.0088034 |  | 0.013373 | 0.018739 | 0.025971 | 0.036293 | 0.12738 | 0.064742 | 0.083037 | 0.10811 | 0.1401
| XIV | Agriculture | [45 empty] | 0.017171 |  | 0.022235 | 0.028766 | 0.036857 | 0.046913 | 0.055872 | 0.057524 | 0.059472 | 0.060921 | 0.062322
| XVI | Telecom | [45 empty] | 0.002527 |  | 0.0084233 | 0.0092528 | 0.01034 | 0.012807 | 0.014303 | 0.014744 | 0.015893 | 0.019575 | 0.026917
| V | Bioenergy | [45 empty] | -0.25815 |  | -0.26131 | -0.24467 | -0.22801 | -0.21651 | -0.20485 | -0.19721 | -0.18856 | -0.18315 | -0.17739
|  | Total | [45 empty] | 0.75413 |  | 1.0357 | 1.3583 | 1.8167 | 2.3368 | 2.9467 | 3.4466 | 3.9347 | 4.4273 | 4.9058
[61 empty] | 2020 | 2025 | 2030 | 2035
[61 empty] | 120 | 127 | 136 | 145
[61 empty] | 5.2 | 5.8 | 6.2 | 6.9
[61 empty] | 12.4 | 12.9 | 13.4 | 14
[61 empty] | 112 | 116 | 118 | 120
Fuel Import Costs*
* Taken from the current policy scenario of the World Energy Outlook at $2012 prices
[48 empty] | 2007 |  | 2012 | 2017 | 2022 | 2027 | 2032 | 2037 | 2042 | 2047
|  | Coal Imports in TWh | [45 empty] | 312.8774 |  | 526.8957 | 1319.3125 | 3014.7305 | 5379.5825 | 8802.5686 | 11942.6555 | 16105.0859 | 19783.8525 |  |  | 46.5364
|  | Cost of Coal Imports in INR Cr/TWh | [45 empty] | 127.7419 | 0 | 127.7419 | 127.7419 | 144.5161 | 149.6774 | 152.2581 | 154.8387 | 154.8387 | 154.8387
|  | Total Cost of Coal Imports INR Cr | [45 empty] | 39967.5705 |  | 67306.6753 | 168531.5289 | 435677.1852 | 805202.0189 | 1340262.0541 | 1849185.3742 | 2493690.7159 | 3063306.1892
|  | Oil Imports in TWh | [45 empty] | 1235.4943 |  | 1459.1774 | 2094.1308 | 3065.9674 | 4157.6318 | 5448.0547 | 6933.9942 | 8427.2255 | 10106.2604
|  | Cost of Oil Imports in INR Cr/TWh | [45 empty] | 401.6706 | 0 | 401.6706 | 401.6706 | 442.2061 | 468.0015 | 501.1669 | 534.3324 | 534.3324 | 534.3324
|  | Total Cost of Oil Imports INR Cr | [45 empty] | 496261.6926 |  | 586108.5868 | 841150.7024 | 1355789.5199 | 1945777.7957 | 2730384.847 | 3705057.7303 | 4502939.5712 | 5400102.3065
|  | Gas Imports in TWh | [45 empty] | 134.3282 |  | 132.056 | 414.231 | 540.7636 | 673.6005 | 830.4781 | 1027.9602 | 1246.6262 | 1483.7759
|  | Cost of Gas Imports in INR Cr/TWh | [45 empty] | 212.9289 | 0 | 212.9289 | 212.9289 | 221.1185 | 231.3555 | 241.5924 | 255.9242 | 255.9242 | 255.9242
|  | Total Cost of Gas Imports INR Cr | [45 empty] | 28602.3607 |  | 28118.5337 | 88201.7559 | 119572.8205 | 155841.1567 | 200637.2001 | 263079.8518 | 319041.7847 | 379734.1155
|  | Total Cost of Coal Imports INR Cr | [45 empty] | 39967.5705 |  | 67306.6753 | 168531.5289 | 435677.1852 | 805202.0189 | 1340262.0541 | 1849185.3742 | 2493690.7159 | 3063306.1892
|  | Total Cost of Oil Imports INR Cr | [45 empty] | 496261.6926 |  | 586108.5868 | 841150.7024 | 1355789.5199 | 1945777.7957 | 2730384.847 | 3705057.7303 | 4502939.5712 | 5400102.3065
|  | Total Cost of Gas Imports INR Cr | [45 empty] | 28602.3607 |  | 28118.5337 | 88201.7559 | 119572.8205 | 155841.1567 | 200637.2001 | 263079.8518 | 319041.7847 | 379734.1155
|  | Total Import Bill INR Cr | [45 empty] | 564831.6238 |  | 681533.7958 | 1097883.9873 | 1911039.5256 | 2906820.9713 | 4271284.1012 | 5817322.9563 | 7315672.0717 | 8843142.6113
|  | GDP INR Cr | [45 empty] | 2834838 |  | 4170367 | 6416626.5669 | 9872775.3455 | 14506346.0111 | 20345900.704 | 28536178.2451 | 38187843.6145 | 51103949.0783
|  | Import Bill as % of GDP | [45 empty] | 19.92% |  | 16.34% | 17.11% | 19.36% | 20.04% | 20.99% | 20.39% | 19.16% | 17.3%
|  | Scenario |  | Demand (2012, MTOE) | [42 empty] | Demand (2047, MTOE) | Demand/Capita (2012) | Demand/Capita (2047) | RE Penetration(2047) | Bio-Fuels Penetration (transport,2047) | Import Dependence (2047) | Import Bill ( % of 2047 GDP) | Emissions/Capita (2012) | Emissions/Capita (2047) | Land Area ( % of India's area)
|  | Demand | Supply
|  | All at 2 | Heroic Interventions in Industry | 4868.1773 | [42 empty] | 24015.9167 | 4003.6075 | 14092.418 | 4.658% | 0.6854% | 13.7% | 17.3% | 1.4193 | 7.6793 | 0.24%
|  | Scenario |  | Demand in MTOE | [45 empty] | 2012: Implications
|  |  |  | Demand (2012) | [42 empty] | Demand (2047) | Demand /Capita (2012) | Demand /Capita (2047) | RE Penetration | Bio-Fuels Penetration | Import Dependence (2047) | Import Bill ( % of 2047 GDP) | Emissions /Capita (2012) | Emissions /Capita (2047)
|  | Least Effort Pathway |  | 418.5879 | [42 empty] | 2064.9971 | 344.2483 | 1211.7298 | 4.658% | 0.6854% | 84.54% | 8.639% | 1.4179 | 7.6792
|  | Determined Effort Pathway |  | 418.5862 | [42 empty] | 1666.8754 | 344.2469 | 978.114 | 20.55% | 2.865% | 62.72% | 5.559% | 1.4153 | 5.1081
|  | Maximum Energy Security Pathway( Determined Effort) |  | 418.5862 | [42 empty] | 1666.8754 | 344.2469 | 978.114 | 40.48% | 40.27% | 31.77% | 3.245% | 1.4157 | 4.0727
|  | Determined Effort Overall and Heroic Effort on Evs |  | 418.5862 | [42 empty] | 1633.8623 | 344.2469 | 958.7421 | 20.24% | 3.163% | 62.35% | 5.341% | 1.4153 | 5.0825
|  | Determined Effort Overall and Shift to Public Transport |  | 418.5862 | [42 empty] | 1605.3732 | 344.2469 | 942.0249 | 20.59% | 3.334% | 61.62% | 5.172% | 1.4153 | 4.994
|  | Determined Effort Overall and Modal Shift to Rail Frieght |  | 418.5862 | [42 empty] | 1641.3361 | 344.2469 | 963.1277 | 20.49% | 3.068% | 62.32% | 5.391% | 1.4153 | 5.068
|  | Determined Effort Overall and Heroic Effort in Transport |  | 418.5862 | [42 empty] | 1507.4666 | 344.2469 | 884.5738 | 20.4% | 4.67% | 59.91% | 4.539% | 1.4153 | 4.8377
|  | Determined Effort Overall and Heroic Effort in Industry |  | 418.5862 | [42 empty] | 1550.1123 | 344.2469 | 909.598 | 21.95% | 2.865% | 59.74% | 5.087% | 1.4153 | 4.5436
|  | Determined Effort Overall and Heroic Effort in Buildings |  | 418.5862 | [42 empty] | 1485.124 | 344.2469 | 871.4632 | 26.3% | 2.865% | 55.77% | 4.741% | 1.4153 | 4.0784
|  | Maximum Energy Security Pathway( Heroic Effort) |  | 418.5862 | [42 empty] | 1271.2518 | 344.2469 | 745.9641 | 29.12% | 65.64% | 21.18% | 1.642% | 1.4157 | 3.3481
|  | Minimum Emissions Pathway |  | 418.5862 | [42 empty] | 1271.2518 | 344.2469 | 745.9641 | 63.54% | 65.64% | 13.7% | 1.034% | 1.4179 | 2.6672

## XI
XI | Industry
XI | Industry
Trajectory choice
|  |  | Component | Trajectory
|  |  | Overall Trajectory | 1 | 1
|  |  | Indutrial Growth Multiplier | 1
Trajectory assumptions
Industrial Growth Multiplier
|  | Trajectory | Comment | Delta | 2007 | 2012 | 2017 | 2022 | 2027 | 2032 | 2037 | 2042 | 2047 | 2052
|  | 1 | Level1 | 0 | bar: 2007 to 2052
|  | 2 | Level 2 | -0.0071663 | 1 | 1 | 0.96468 | 0.9306 | 0.89773 | 0.86603 | 0.83544 | 0.80593 | 0.77746 | 0.75
|  | 3 | Level 3 | -0.017179 | 1 | 1 | 0.917 | 0.8409 | 0.77111 | 0.70711 | 0.64842 | 0.5946 | 0.54525 | 0.5
|  | 4 | Level 4 | -0.034064 | 1 | 1 | 0.8409 | 0.70711 | 0.5946 | 0.5 | 0.42045 | 0.35355 | 0.2973 | 0.25
Chosen | bar: 2007 to 2052
PAT penetration in the cement sector
|  | Trajectory | Comment | Notes | 2007 | 2012 | 2017 | 2022 | 2027 | 2032 | 2037 | 2042 | 2047 | 2052
|  | 1 | Level1 |  | 0% | 72.17% | 51% | 37.93% | 30.46% | 25.46% | 22.48% | 20.46% | 19.23% | 18.14%
|  | 2 | Level 2 |  | 0% | 72.15% | 72.15% | 72.15% | 72.15% | 72.15% | 72.15% | 72.15% | 72.15% | 72.15%
|  | 3 | Level 3 |  | 0% | 72.15% | 73% | 74% | 75% | 76% | 77% | 78% | 79% | 80%
|  | 4 | Level 4 |  | 0% | 72.15% | 74% | 75% | 77% | 79% | 80% | 82% | 83% | 85%
|  |  | Chosen |  | 0% | 72.17% | 51% | 37.93% | 30.46% | 25.46% | 22.48% | 20.46% | 19.23% | 18.14%
PAT penetration in the fertilizer sector
|  | Trajectory | Comment | Notes | 2007 | 2012 | 2017 | 2022 | 2027 | 2032 | 2037 | 2042 | 2047 | 2052
|  | 1 | Level1 |  | 0% | 75.27% | 74.97% | 72.68% | 70.68% | 68.91% | 67.36% | 66.55% | 65.95% | 65.64%
|  | 2 | Level 2 |  | 0% | 75.27% | 75.27% | 75% | 75% | 75% | 75% | 75% | 75% | 75%
|  | 3 | Level 3 |  | 0% | 75% | 76% | 76% | 77% | 78% | 78% | 79% | 79% | 80%
|  | 4 | Level 4 |  | 0% | 75.27% | 76% | 78% | 79% | 80% | 81% | 83% | 84% | 85%
|  |  | Chosen |  | 0% | 75.27% | 74.97% | 72.68% | 70.68% | 68.91% | 67.36% | 66.55% | 65.95% | 65.64%
PAT penetration in the aluminium sector
|  | Trajectory | Comment | Notes | 2007 | 2012 | 2017 | 2022 | 2027 | 2032 | 2037 | 2042 | 2047 | 2052
|  | 1 | Level1 |  | 0% | 68.85% | 69% | 50% | 38% | 30% | 25% | 21% | 19% | 17%
|  | 2 | Level 2 |  | 0% | 69% | 70% | 70% | 70% | 70% | 70% | 70% | 70% | 70%
|  | 3 | Level 3 |  | 0% | 69% | 71% | 73% | 74% | 75% | 76% | 78% | 79% | 80%
|  | 4 | Level 4 |  | 0% | 69% | 72% | 74% | 76% | 78% | 79% | 81% | 83% | 85%
|  |  | Chosen |  | 0% | 68.85% | 69% | 50% | 38% | 30% | 25% | 21% | 19% | 17%
PAT penetration in the iron and steel sector
|  | Trajectory | Comment | Notes | 2007 | 2012 | 2017 | 2022 | 2027 | 2032 | 2037 | 2042 | 2047 | 2052
|  | 1 | Level1 |  | 0% | 56.22% | 56% | 36% | 25% | 19% | 15% | 12% | 11% | 10%
|  | 2 | Level 2 |  | 0% | 56.22% | 60% | 59.86% | 60.4% | 60.4% | 60.4% | 60.4% | 60.4% | 60.4%
|  | 3 | Level 3 |  | 0% | 56.22% | 61% | 61% | 62% | 63% | 63% | 64% | 64% | 65%
|  | 4 | Level 4 |  | 0% | 56.22% | 61% | 63% | 64% | 65% | 66% | 68% | 69% | 70%
|  |  | Chosen |  | 0% | 56.22% | 56% | 36% | 25% | 19% | 15% | 12% | 11% | 10%
PAT penetration in the Pulp & Paper Sector
|  | Trajectory | Comment | Notes | 2007 | 2012 | 2017 | 2022 | 2027 | 2032 | 2037 | 2042 | 2047 | 2052
|  | 1 | Level1 |  | 0% | 28.63% | 29% | 17% | 12% | 10% | 8% | 7% | 6% | 5%
|  | 2 | Level 2 |  | 0% | 29% | 30% | 30% | 30% | 30% | 30% | 30% | 30% | 30%
|  | 3 | Level 3 |  | 0% | 29% | 31% | 33% | 34% | 35% | 36% | 38% | 39% | 40%
|  | 4 | Level 4 |  | 0% | 29% | 33% | 35% | 38% | 40% | 43% | 45% | 48% | 50%
|  |  | Chosen |  | 0% | 28.63% | 29% | 17% | 12% | 10% | 8% | 7% | 6% | 5%
PAT penetration in the Textile Sector
|  | Trajectory | Comment | Notes | 2007 | 2012 | 2017 | 2022 | 2027 | 2032 | 2037 | 2042 | 2047 | 2052
|  | 1 | Level1 |  | 0% | 93% | 93% | 81% | 71% | 64% | 58% | 54% | 50% | 47%
|  | 2 | Level 2 |  | 0% | 92.76% | 65.06% | 65.06% | 65.06% | 65.06% | 65.06% | 65.06% | 65.06% | 65.06%
|  | 3 | Level 3 |  | 0% | 92.76% | 65% | 66% | 66% | 67% | 67% | 67% | 68% | 68%
|  | 4 | Level 4 |  | 0% | 92.76% | 66% | 66% | 67% | 68% | 68% | 69% | 69% | 70%
|  |  | Chosen |  | 0% | 93% | 93% | 81% | 71% | 64% | 58% | 54% | 50% | 47%
PAT penetration in the Chlor Alkali category
|  | Trajectory | Comment | Notes | 2007 | 2012 | 2017 | 2022 | 2027 | 2032 | 2037 | 2042 | 2047 | 2052
|  | 1 | Level1 |  | 0% | 89.16% | 89% | 78% | 70% | 63% | 57% | 54% | 50% | 48%
|  | 2 | Level 2 |  | 0% | 89.16% | 89.29% | 89.29% | 89.29% | 89.29% | 89.29% | 89.29% | 89.29% | 89.29%
|  | 3 | Level 3 |  | 0% | 89.16% | 90% | 90% | 91% | 91% | 92% | 92% | 93% | 93%
|  | 4 | Level 4 |  | 0% | 89.16% | 90% | 91% | 91% | 92% | 83% | 94% | 94% | 95%
|  |  | Chosen |  | 0% | 89.16% | 89% | 78% | 70% | 63% | 57% | 54% | 50% | 48%
PAT penetration in the Others category
|  | Trajectory | Comment | Notes | 2007 | 2012 | 2017 | 2022 | 2027 | 2032 | 2037 | 2042 | 2047 | 2052
|  | 1 | Level1 | bar: 2007 to 2052
|  | 2 | Level 2 | bar: 2007 to 2052
|  | 3 | Level 3 | bar: 2007 to 2052
|  | 4 | Level 4 | bar: 2007 to 2052
Chosen | bar: 2007 to 2052
Specific Energy Consumption
PAT SEC in the cement sector
TWh/MT of Production
|  | Trajectory | Comment | Notes | 2007 | 2012 | 2017 | 2022 | 2027 | 2032 | 2037 | 2042 | 2047 | 2052
|  | 1 | Level1 |  | 0 | 0.99826 | 0.94497 | 0.94497 | 0.94497 | 0.94497 | 0.94497 | 0.94497 | 0.94497 | 0.94497
|  | 2 | Level 2 |  | 0 | 0.99826 | 0.94497 | 0.94289 | 0.94081 | 0.93873 | 0.93665 | 0.93456 | 0.93248 | 0.9304
|  | 3 | Level 3 |  | 0 | 0.99826 | 0.94497 | 0.94289 | 0.94081 | 0.93873 | 0.93665 | 0.93456 | 0.93248 | 0.9304
|  | 4 | Level 4 |  | 0 | 0.99826 | 0.94497 | 0.94289 | 0.94081 | 0.93873 | 0.93665 | 0.93456 | 0.93248 | 0.9304
|  |  | Chosen |  | 0 | 0.99826 | 0.94497 | 0.94497 | 0.94497 | 0.94497 | 0.94497 | 0.94497 | 0.94497 | 0.94497
Non PAT SEC in the cement sector
TWh/MT of Production
|  | Trajectory | Comment | Notes | 2007 | 2012 | 2017 | 2022 | 2027 | 2032 | 2037 | 2042 | 2047 | 2052
|  | 1 | Level1 |  | 1.0895 | 1.0467 | 1.0445 | 1.0423 | 1.0401 | 1.0379 | 1.0356 | 1.0334 | 1.0312 | 1.029
|  | 2 | Level 2 |  | 1.0895 | 1.0467 | 0.97991 | 0.97135 | 0.96287 | 0.95445 | 0.94611 | 0.93785 | 0.93785 | 0.93785
|  | 3 | Level 3 |  | 1.0895 | 1.0467 | 0.97991 | 0.97135 | 0.96287 | 0.95445 | 0.94611 | 0.93785 | 0.93785 | 0.93785
|  | 4 | Level 4 |  | 1.0895 | 1.0467 | 0.97991 | 0.97135 | 0.96287 | 0.95445 | 0.94611 | 0.93785 | 0.93785 | 0.93785
|  |  | Chosen |  | 1.0895 | 1.0467 | 1.0445 | 1.0423 | 1.0401 | 1.0379 | 1.0356 | 1.0334 | 1.0312 | 1.029
PAT SEC in the Fertilizer sector
TWh/MT of Production
|  | Trajectory | Comment | Notes | 2007 | 2012 | 2017 | 2022 | 2027 | 2032 | 2037 | 2042 | 2047 | 2052
|  | 1 | Level1 |  | 0 | 6.3486 | 5.8917 | 5.8917 | 5.8917 | 5.8917 | 5.8917 | 5.8917 | 5.8917 | 5.8917
|  | 2 | Level 2 |  | 0 | 6.3486 | 5.8917 | 5.815 | 5.815 | 5.815 | 5.815 | 5.815 | 5.815 | 5.815
|  | 3 | Level 3 |  | 0 | 6.3486 | 5.8917 | 5.4677 | 5.0742 | 4.7091 | 4.3702 | 4.0557 | 3.7638 | 3.4929
|  | 4 | Level 4 |  | 0 | 6.3486 | 5.8917 | 5.4677 | 5.0742 | 4.7091 | 4.3702 | 4.0557 | 3.7638 | 3.4929
|  |  | Chosen |  | 0 | 6.3486 | 5.8917 | 5.8917 | 5.8917 | 5.8917 | 5.8917 | 5.8917 | 5.8917 | 5.8917
Non-PAT SEC in the Fertilizer sector
TWh/MT of Production
|  | Trajectory | Comment | Notes | 2007 | 2012 | 2017 | 2022 | 2027 | 2032 | 2037 | 2042 | 2047 | 2052
|  | 1 | Level1 |  | 7.2222 | 6.4737 | 6.4601 | 6.4464 | 6.4327 | 6.419 | 6.4054 | 6.3917 | 6.378 | 6.3643
|  | 2 | Level 2 |  | 7.2222 | 6.4737 | 6.3505 | 6.3048 | 6.2594 | 6.2143 | 6.1696 | 6.1252 | 5.815 | 5.815
|  | 3 | Level 3 |  | 7.2222 | 6.4737 | 6.3044 | 6.2137 | 6.1243 | 6.0361 | 5.9492 | 5.8636 | 5.815 | 5.815
|  | 4 | Level 4 |  | 7.2222 | 6.4737 | 5.8917 | 5.4677 | 5.0742 | 4.7091 | 4.3702 | 4.0557 | 3.7638 | 3.4929
|  |  | Chosen |  | 7.2222 | 6.4737 | 6.4601 | 6.4464 | 6.4327 | 6.419 | 6.4054 | 6.3917 | 6.378 | 6.3643
PAT SEC in the Aluminium sector
TWh/MT of Production
|  | Trajectory | Comment | Notes | 2007 | 2012 | 2017 | 2022 | 2027 | 2032 | 2037 | 2042 | 2047 | 2052
|  | 1 | Level1 |  | 0 | 19.8424 | 17.6814 | 17.6814 | 17.6814 | 17.6814 | 17.6814 | 17.6814 | 17.6814 | 17.6814
|  | 2 | Level 2 |  | 0 | 19.8424 | 17.6814 | 15.7557 | 14.0397 | 12.5106 | 11.1481 | 9.9339 | 8.852 | 7.8879 | 12.806
|  | 3 | Level 3 |  | 0 | 19.8424 | 17.6814 | 15.7557 | 14.0397 | 12.5106 | 11.1481 | 9.9339 | 8.852 | 7.8879
|  | 4 | Level 4 |  | 0 | 19.8424 | 17.6814 | 15.7557 | 14.0397 | 12.5106 | 11.1481 | 9.9339 | 8.852 | 7.8879
|  |  | Chosen |  | 0 | 19.8424 | 17.6814 | 17.6814 | 17.6814 | 17.6814 | 17.6814 | 17.6814 | 17.6814 | 17.6814
Non-PAT SEC in the Aluminium sector
TWh/MT of Production
|  | Trajectory | Comment | Notes | 2007 | 2012 | 2017 | 2022 | 2027 | 2032 | 2037 | 2042 | 2047 | 2052
|  | 1 | Level1 |  | 20.2097 | 20.2097 | 20.167 | 20.1243 | 20.0816 | 20.039 | 19.9963 | 19.9536 | 19.9109 | 19.8682
|  | 2 | Level 2 |  | 20.2097 | 20.2097 | 19.9896 | 19.7719 | 19.5566 | 19.3436 | 19.1329 | 18.9245 | 18.7184 | 18.7184
|  | 3 | Level 3 |  | 20.2097 | 20.2097 | 19.7695 | 19.3389 | 18.9176 | 18.5056 | 18.1025 | 17.7082 | 17.3224 | 16.9451
|  | 4 | Level 4 |  | 20.2097 | 20.2097 | 19.1092 | 18.0686 | 17.0846 | 16.1543 | 15.2746 | 14.4428 | 14.4428 | 14.4428
|  |  | Chosen |  | 20.2097 | 20.2097 | 20.167 | 20.1243 | 20.0816 | 20.039 | 19.9963 | 19.9536 | 19.9109 | 19.8682
PAT SEC in the Iron and Steel sector
TWh/MT of Production
|  | Trajectory | Comment | Notes | 2007 | 2012 | 2017 | 2022 | 2027 | 2032 | 2037 | 2042 | 2047 | 2052
|  | 1 | Level1 |  | 0 | 7.3295 | 6.6992 | 6.6992 | 6.6992 | 6.6992 | 6.6992 | 6.6992 | 6.6992 | 6.6992 | 0.63273
|  | 2 | Level 2 |  | 0 | 7.3295 | 6.6992 | 6.1231 | 5.5966 | 5.1153 | 4.6754 | 4.2734 | 3.9059 | 3.57 | 0.59727
|  | 3 | Level 3 |  | 0 | 7.3295 | 6.6992 | 6.1231 | 5.5966 | 5.1153 | 4.6754 | 4.2734 | 3.9059 | 3.57
|  | 4 | Level 4 |  | 0 | 7.3295 | 6.6992 | 6.1231 | 5.5966 | 5.1153 | 4.6754 | 4.2734 | 3.9059 | 3.57
|  |  | Chosen |  | 0 | 7.3295 | 6.6992 | 6.6992 | 6.6992 | 6.6992 | 6.6992 | 6.6992 | 6.6992 | 6.6992
Non-PAT SEC in the Iron n Steel sector
TWh/MT of Production
|  | Trajectory | Comment | Notes | 2007 | 2012 | 2017 | 2022 | 2027 | 2032 | 2037 | 2042 | 2047 | 2052
|  | 1 | Level1 |  | 7.4851 | 7.4851 | 7.4693 | 7.4534 | 7.4376 | 7.4218 | 7.406 | 7.3902 | 7.3744 | 7.3586
|  | 2 | Level 2 |  | 7.4851 | 7.4851 | 7.3792 | 7.3157 | 7.2528 | 7.1905 | 7.1286 | 7.0673 | 7.0066 | 6.9463
|  | 3 | Level 3 |  | 7.4851 | 7.4851 | 7.3152 | 7.1894 | 7.0657 | 6.9442 | 6.8248 | 6.7074 | 6.592 | 6.4787
|  | 4 | Level 4 |  | 7.4851 | 7.4851 | 7.1232 | 6.8169 | 6.5238 | 6.2433 | 5.9749 | 5.718 | 5.5824 | 5.5824
|  |  | Chosen |  | 7.4851 | 7.4851 | 7.4693 | 7.4534 | 7.4376 | 7.4218 | 7.406 | 7.3902 | 7.3744 | 7.3586
PAT SEC in the Pulp n Paper sector
TWh/MT of Production
|  | Trajectory | Comment | Notes | 2007 | 2012 | 2017 | 2022 | 2027 | 2032 | 2037 | 2042 | 2047 | 2052
|  | 1 | Level1 |  | 0 | 7.797 | 7.0781 | 7.0781 | 7.0781 | 7.0781 | 7.0781 | 7.0781 | 7.0781 | 7.0781
|  | 2 | Level 2 |  | 0 | 7.797 | 7.0781 | 6.4254 | 5.8329 | 5.295 | 4.8068 | 4.3635 | 3.9611 | 3.5959
|  | 3 | Level 3 |  | 0 | 7.797 | 7.0781 | 6.4254 | 5.8329 | 5.295 | 4.8068 | 4.3635 | 3.9611 | 3.5959
|  | 4 | Level 4 |  | 0 | 7.797 | 7.0781 | 6.4254 | 5.8329 | 5.295 | 4.8068 | 4.3635 | 3.9611 | 3.5959
|  |  | Chosen |  | 0 | 7.797 | 7.0781 | 7.0781 | 7.0781 | 7.0781 | 7.0781 | 7.0781 | 7.0781 | 7.0781
Non-PAT SEC in the Pulp n Paper sector
TWh/MT of Production
|  | Trajectory | Comment | Notes | 2007 | 2012 | 2017 | 2022 | 2027 | 2032 | 2037 | 2042 | 2047 | 2052
|  | 1 | Level1 |  | 8.584 | 8.2668 | 8.2493 | 8.2319 | 8.2144 | 8.197 | 8.1795 | 8.162 | 8.1446 | 8.1271
|  | 2 | Level 2 |  | 8.584 | 8.2668 | 7.8985 | 7.8257 | 7.7535 | 7.682 | 7.6112 | 7.541 | 7.4715 | 7.4026
|  | 3 | Level 3 |  | 8.584 | 8.2668 | 7.825 | 7.6807 | 7.539 | 7.4 | 7.2635 | 7.1296 | 6.9981 | 6.869
|  | 4 | Level 4 |  | 8.584 | 8.2668 | 7.6045 | 7.2539 | 6.9194 | 6.6004 | 6.4986 | 6.4986 | 6.4986 | 6.4986
|  |  | Chosen |  | 8.584 | 8.2668 | 8.2493 | 8.2319 | 8.2144 | 8.197 | 8.1795 | 8.162 | 8.1446 | 8.1271
PAT SEC in the Textile sector
TWh/MT of Production
|  | Trajectory | Comment | Notes | 2007 | 2012 | 2017 | 2022 | 2027 | 2032 | 2037 | 2042 | 2047 | 2052
|  | 1 | Level1 |  | 0 | 4.1868 | 3.9542 | 3.9458 | 3.9375 | 3.9291 | 3.9208 | 3.9124 | 3.9041 | 3.8957 | 0.33426
|  | 2 | Level 2 |  | 0 | 4.1868 | 3.9542 | 3.835 | 3.7976 | 3.7605 | 3.7238 | 3.5738 | 3.5738 | 3.5738 | 0.3073
|  | 3 | Level 3 |  | 0 | 4.1868 | 3.9542 | 3.7972 | 3.7231 | 3.6504 | 3.5792 | 3.5738 | 3.5738 | 3.5738 | 0.3073
|  | 4 | Level 4 |  | 0 | 4.1868 | 3.7972 | 3.6838 | 3.5738 | 3.5738 | 3.5738 | 3.5738 | 3.5738 | 3.5738 | 0.3073
|  |  | Chosen |  | 0 | 4.1868 | 3.9542 | 3.9458 | 3.9375 | 3.9291 | 3.9208 | 3.9124 | 3.9041 | 3.8957
Non-PAT SEC in the textile sector
TWh/MT of Production
|  | Trajectory | Comment | Notes | 2007 | 2012 | 2017 | 2022 | 2027 | 2032 | 2037 | 2042 | 2047 | 2052
|  | 1 | Level1 |  | 4.1868 | 3.9542 | 3.9458 | 3.9375 | 3.9291 | 3.9208 | 3.9124 | 3.9041 | 3.8957 | 3.8874
|  | 2 | Level 2 |  | 4.1868 | 3.9542 | 3.835 | 3.7976 | 3.7605 | 3.7238 | 3.5738 | 3.5738 | 3.5738 | 3.5738
|  | 3 | Level 3 |  | 4.1868 | 3.9542 | 3.7972 | 3.7231 | 3.6504 | 3.5792 | 3.5738 | 3.5738 | 3.5738 | 3.5738
|  | 4 | Level 4 |  | 4.1868 | 3.9542 | 3.6838 | 3.5738 | 3.5738 | 3.5738 | 3.5738 | 3.5738 | 3.5738 | 3.5738
|  |  | Chosen |  | 4.1868 | 3.9542 | 3.9458 | 3.9375 | 3.9291 | 3.9208 | 3.9124 | 3.9041 | 3.8957 | 3.8874
PAT SEC in the Chlor Alkali sector
TWh/MT of Production
|  | Trajectory | Comment | Notes | 2007 | 2012 | 2017 | 2022 | 2027 | 2032 | 2037 | 2042 | 2047 | 2052
|  | 1 | Level1 |  | 0 | 3.8379 | 3.6053 | 3.6053 | 3.6053 | 3.6053 | 3.6053 | 3.6053 | 3.6053 | 3.6053
|  | 2 | Level 2 |  | 0 | 3.8379 | 3.1354 | 2.7267 | 2.5586 | 2.5586 | 2.5586 | 2.5586 | 2.5586 | 2.5586
|  | 3 | Level 3 |  | 0 | 3.8379 | 3.1354 | 2.7267 | 2.3713 | 2.0622 | 1.7934 | 1.5597 | 1.3564 | 1.1796
|  | 4 | Level 4 |  | 0 | 3.8379 | 3.1354 | 2.7267 | 2.3713 | 2.0622 | 1.7934 | 1.5597 | 1.3564 | 1.1796
|  |  | Chosen |  | 0 | 3.8379 | 3.6053 | 3.6053 | 3.6053 | 3.6053 | 3.6053 | 3.6053 | 3.6053 | 3.6053
Non-PAT SEC in the Chlor Alkali sector
TWh/MT of Production
|  | Trajectory | Comment | Notes | 2007 | 2012 | 2017 | 2022 | 2027 | 2032 | 2037 | 2042 | 2047 | 2052
|  | 1 | Level1 |  | 3.6253 | 3.6096 | 3.602 | 3.5943 | 3.5867 | 3.5791 | 3.5715 | 3.5638 | 3.5562 | 3.5486
|  | 2 | Level 2 |  | 3.6253 | 3.6096 | 3.5583 | 3.5119 | 3.4662 | 3.421 | 3.3764 | 3.3324 | 3.2889 | 3.2461
|  | 3 | Level 3 |  | 3.6253 | 3.6096 | 3.5113 | 3.4198 | 3.3306 | 3.2438 | 3.1593 | 3.0769 | 2.9967 | 2.9186
|  | 4 | Level 4 |  | 3.6253 | 3.6096 | 3.3703 | 3.1507 | 2.9454 | 2.7534 | 2.574 | 2.574 | 2.574 | 2.574
|  |  | Chosen |  | 3.6253 | 3.6096 | 3.602 | 3.5943 | 3.5867 | 3.5791 | 3.5715 | 3.5638 | 3.5562 | 3.5486
SEC Others
[6 empty] | 116.7671 | [7 empty] | TWh/INR Cr
|  | Trajectory | Comment | Notes | 2007 | 2012 | 2017 | 2022 | 2027 | 2032 | 2037 | 2042 | 2047 | 2052
|  | 1 | Level1 |  | 2.3347 | 1.1953 | 0.94146 | 0.74505 | 0.60105 | 0.4929 | 0.38371 | 0.30235 | 0.24116 | 0.19752
|  | 2 | Level 2 |  | 2.3347 | 1.1953 | 0.92981 | 0.72688 | 0.57973 | 0.47036 | 0.36145 | 0.2813 | 0.22171 | 0.17965
|  | 3 | Level 3 |  | 2.3347 | 1.1953 | 0.64493 | 0.60097 | 0.5299 | 0.45619 | 0.34759 | 0.25627 | 0.18528 | 0.13856
|  | 4 | Level 4 |  | 2.3347 | 1.1953 | 0.63756 | 0.58747 | 0.51176 | 0.43687 | 0.33018 | 0.24178 | 0.17451 | 0.13142
|  |  | Chosen |  | 2.3347 | 1.1953 | 0.94146 | 0.74505 | 0.60105 | 0.4929 | 0.38371 | 0.30235 | 0.24116 | 0.19752
|  | Cement: Demand for Energy |  |  | TWh/INR Cr 2052: TWh
|  | Trajectory | Comment | Notes | 2007 | 2012 | 2017 | 2022 | 2027 | 2032 | 2037 | 2042 | 2047 | 2052
|  | 1 |  |  | 176.5016 | 249.5958 | 347.3119 | 473.2046 | 593.7183 | 713.9763 | 810.8035 | 892.7824 | 950.8457 | 1009.1765
|  | 2 |  |  | 176.5016 | 249.5958 | 333.3243 | 446.3296 | 553.5434 | 659.6491 | 743.8593 | 814.1076 | 864.6138 | 915.192
|  | 3 |  |  | 176.5016 | 249.5958 | 333.2023 | 446.0624 | 553.1566 | 659.2091 | 743.4843 | 813.9361 | 864.2661 | 914.6072
|  | 4 |  |  | 176.5016 | 250.045 | 333.1261 | 445.8954 | 552.9149 | 658.9342 | 743.25 | 813.8289 | 864.0487 | 914.2417
|  |  | Chosen |  | 176.5016 | 249.5958 | 347.3119 | 473.2046 | 593.7183 | 713.9763 | 810.8035 | 892.7824 | 950.8457 | 1009.1765
|  | Fertilisers |  |  | 2052: TWh
|  | Trajectory | Comment | Notes | 2007 | 2012 | 2017 | 2022 | 2027 | 2032 | 2037 | 2042 | 2047 | 2052
|  | 1 | Level1 |  | 81.8452 | 77.5538 | 73.6636 | 76.1495 | 78.4632 | 80.6144 | 82.5889 | 83.6558 | 84.4676 | 84.9013
|  | 2 | Level 2 |  | 81.8452 | 77.5538 | 73.3065 | 74.7447 | 76.7199 | 78.5396 | 80.1917 | 81.012 | 80.675 | 81.0646
|  | 3 | Level 3 |  | 81.8452 | 77.5538 | 73.1346 | 71.0619 | 68.8351 | 66.4935 | 64.0537 | 61.0399 | 58.0867 | 55.1677
|  | 4 | Level 4 |  | 81.8452 | 77.921 | 71.9068 | 68.8316 | 65.6916 | 62.5288 | 59.3617 | 55.7581 | 52.2173 | 48.6935
|  |  | Chosen |  | 81.8452 | 77.5538 | 73.6636 | 76.1495 | 78.4632 | 80.6144 | 82.5889 | 83.6558 | 84.4676 | 84.9013
|  | Aluminium |  |  | 2052: TWh
|  | Trajectory | Comment | Notes | 2007 | 2012 | 2017 | 2022 | 2027 | 2032 | 2037 | 2042 | 2047 | 2052
|  | 1 | Level1 |  | 22.5742 | 31.5269 | 41.0445 | 58.0551 | 77.1593 | 99.5799 | 121.942 | 142.6529 | 160.2959 | 178.61
|  | 2 | Level 2 |  | 22.5742 | 31.5269 | 40.8414 | 51.9756 | 62.9329 | 74.5382 | 84.3179 | 91.5819 | 95.9543 | 100.0123
|  | 3 | Level 3 |  | 22.5742 | 31.5269 | 40.6366 | 51.3029 | 61.4308 | 71.7167 | 79.6874 | 84.7086 | 86.5314 | 87.5825
|  | 4 | Level 4 |  | 22.5742 | 31.3113 | 40.1947 | 50.1438 | 59.2725 | 68.2413 | 74.7033 | 78.1557 | 79.5735 | 80.1041
|  |  | Chosen |  | 22.5742 | 31.5269 | 41.0445 | 58.0551 | 77.1593 | 99.5799 | 121.942 | 142.6529 | 160.2959 | 178.61
|  | Iron and steel |  |  | 2052: TWh
|  | Trajectory | Comment | Notes | 2007 | 2012 | 2017 | 2022 | 2027 | 2032 | 2037 | 2042 | 2047 | 2052
|  | 1 | Level1 |  | 335.093 | 590.7401 | 903.7193 | 1429.3627 | 2074.9783 | 2849.3557 | 3622.0243 | 4296.9514 | 4841.9444 | 5369.3992
|  | 2 | Level 2 |  | 335.093 | 590.7401 | 894.4805 | 1310.3744 | 1782.5255 | 2308.2718 | 2780.1319 | 3135.6237 | 3367.9348 | 3567.01
|  | 3 | Level 3 |  | 335.093 | 590.7401 | 890.7014 | 1297.6934 | 1753.3671 | 2252.2783 | 2687.3881 | 2998.7954 | 3182.5144 | 3325.9857
|  | 4 | Level 4 |  | 335.093 | 590.804 | 880.6603 | 1267.316 | 1689.5751 | 2139.2827 | 2513.399 | 2758.6673 | 2899.1136 | 3025.6399
|  |  | Chosen |  | 335.093 | 590.7401 | 903.7193 | 1429.3627 | 2074.9783 | 2849.3557 | 3622.0243 | 4296.9514 | 4841.9444 | 5369.3992
|  | Pulp and paper |  |  | 2007: 1; 2052: TWh
|  | Trajectory | Comment | Notes | 2007 | 2012 | 2017 | 2022 | 2027 | 2032 | 2037 | 2042 | 2047 | 2052
|  | 1 | Level1 |  | 52.6027 | 88.6419 | 128.1721 | 225.9684 | 322.69 | 393.3711 | 480.3327 | 567.2943 | 654.2558 | 741.2174
|  | 2 | Level 2 |  | 52.6027 | 88.6419 | 123.739 | 207.3566 | 284.94 | 336.1058 | 397.8603 | 456.4574 | 512.2381 | 565.501
|  | 3 | Level 3 |  | 52.6027 | 88.6419 | 122.7559 | 203.636 | 276.4396 | 321.5023 | 374.5343 | 422.128 | 464.5849 | 502.2
|  | 4 | Level 4 |  | 52.6027 | 88.388 | 120.1979 | 194.9889 | 258.525 | 293.2751 | 339.6601 | 383.7064 | 422.4474 | 455.9027
|  |  | Chosen |  | 52.6027 | 88.6419 | 128.1721 | 225.9684 | 322.69 | 393.3711 | 480.3327 | 567.2943 | 654.2558 | 741.2174
|  | Textile |  |  | 2052: TWh
|  | Trajectory | Comment | Notes | 2007 | 2012 | 2017 | 2022 | 2027 | 2032 | 2037 | 2042 | 2047 | 2052
|  | 1 | Level1 |  | 11.8235 | 13.7378 | 15.6637 | 17.9765 | 20.3656 | 22.6476 | 25.0336 | 26.8754 | 28.7169 | 30.5169
|  | 2 | Level 2 |  | 11.8235 | 13.7378 | 15.4181 | 16.5325 | 17.5261 | 18.2663 | 18.7095 | 18.9608 | 19.1729 | 19.3303
|  | 3 | Level 3 |  | 11.8235 | 13.7378 | 15.37 | 16.413 | 17.3093 | 17.9275 | 18.6038 | 18.785 | 18.9092 | 18.9611
|  | 4 | Level 4 |  | 11.8235 | 13.7031 | 15.2206 | 16.1857 | 17.1665 | 17.8829 | 18.5333 | 18.6679 | 18.7334 | 18.715
|  |  | Chosen |  | 11.8235 | 13.7378 | 15.6637 | 17.9765 | 20.3656 | 22.6476 | 25.0336 | 26.8754 | 28.7169 | 30.5169
|  | Chlor Alkali |  |  | 2022: 1; 2052: TWh
|  | Trajectory | Comment | Notes | 2007 | 2012 | 2017 | 2022 | 2027 | 2032 | 2037 | 2042 | 2047 | 2052
|  | 1 | Level1 |  | 6.8193 | 8.6275 | 9.561 | 10.937 | 12.2791 | 13.5908 | 14.8855 | 15.9529 | 16.9629 | 17.9696
|  | 2 | Level 2 |  | 6.8193 | 8.6275 | 8.4371 | 8.5315 | 9.0509 | 9.9982 | 10.9298 | 11.6916 | 12.4088 | 13.1213
|  | 3 | Level 3 |  | 6.8193 | 8.1577 | 8.4184 | 8.4798 | 8.3836 | 8.1712 | 7.8801 | 7.4343 | 6.9565 | 6.482
|  | 4 | Level 4 |  | 6.8193 | 8.1338 | 8.3776 | 8.3917 | 8.2444 | 7.9788 | 7.6345 | 7.1891 | 6.7072 | 6.2229
|  |  | Chosen |  | 6.8193 | 8.6275 | 9.561 | 10.937 | 12.2791 | 13.5908 | 14.8855 | 15.9529 | 16.9629 | 17.9696
0.0065898
|  | Total seven sectors |  |  | 2052: TWh
|  | Trajectory | Comment | Notes | 2007 | 2012 | 2017 | 2022 | 2027 | 2032 | 2037 | 2042 | 2047 | 2052
|  | 1 | Level1 |  | 687.2595 | 1060.4237 | 1519.1362 | 2291.6538 | 3179.6537 | 4173.1359 | 5157.6105 | 6026.1651 | 6737.4893 | 7431.7908
|  | 2 | Level 2 |  | 687.2595 | 1060.4237 | 1489.5469 | 2115.8449 | 2787.2385 | 3485.369 | 4116.0004 | 4609.435 | 4952.9977 | 5261.2316
|  | 3 | Level 3 |  | 687.2595 | 1059.9539 | 1484.2193 | 2094.6495 | 2738.9222 | 3397.2988 | 3975.6318 | 4406.8274 | 4681.8492 | 4910.9862
|  | 4 | Level 4 |  | 687.2595 | 1060.3063 | 1469.6841 | 2051.7531 | 2651.3898 | 3248.1237 | 3756.5419 | 4115.9734 | 4342.8411 | 4549.5198
|  |  | Chosen |  | 687.2595 | 1060.4237 | 1519.1362 | 2291.6538 | 3179.6537 | 4173.1359 | 5157.6105 | 6026.1651 | 6737.4893 | 7431.7908
|  | Others |  |  | 2007: 11.63; 2052: TWh
|  | Trajectory | Comment | Notes | 2007 | 2012 | 2017 | 2022 | 2027 | 2032 | 2037 | 2042 | 2047 | 2052
|  | 1 | Level1 |  | 513.9905 | 704.8594 | 870.9085 | 1072.0191 | 1299.3626 | 1553.9853 | 1937.9357 | 2393.6326 | 2927.9266 | 3505.274 |  | 1.2232
|  | 2 | Level 2 |  | 513.9905 | 704.8594 | 860.1335 | 1045.8671 | 1253.272 | 1482.9263 | 1825.5442 | 2226.9572 | 2691.7904 | 3188.132 |  | 1.2087
|  | 3 | Level 3 |  | 513.9905 | 704.8594 | 596.604 | 864.7069 | 1145.561 | 1438.233 | 1755.5085 | 2028.8393 | 2249.4657 | 2458.9652 |  | 1.1087
|  | 4 | Level 4 |  | 513.9905 | 704.8594 | 589.7852 | 845.2853 | 1106.3257 | 1377.3393 | 1667.5904 | 1914.0837 | 2118.7413 | 2332.1263 |  | 1.1069
|  |  | Chosen |  | 513.9905 | 704.8594 | 870.9085 | 1072.0191 | 1299.3626 | 1553.9853 | 1937.9357 | 2393.6326 | 2927.9266 | 3505.274
Total Industry
|  | Trajectory | Comment | Notes | 2007 | 2012 | 2017 | 2022 | 2027 | 2032 | 2037 | 2042 | 2047 | 2052
|  | 1 | Level1 |  | 1454.6046 | 2058.6361 | 2916.7216 | 3965.6677 | 5128.4378 | 6426.6421 | 7844.8236 | 9212.3686 | 10497.0252 | 11807.2179
|  | 2 | Level 2 |  | 1454.6046 | 2058.6361 | 2876.3572 | 3763.7068 | 4689.932 | 5667.8161 | 6690.822 | 7628.9631 | 8476.3974 | 9319.5166
|  | 3 | Level 3 |  | 1454.6046 | 2058.1662 | 2607.5002 | 3561.3512 | 4533.9047 | 5535.0527 | 6480.4177 | 7228.2376 | 7762.9242 | 8240.1043
|  | 4 | Level 4 |  | 1454.6046 | 2058.5186 | 2586.1462 | 3499.0332 | 4407.1371 | 5324.984 | 6173.4098 | 6822.6279 | 7293.1917 | 7751.799
|  |  | Chosen |  | 1454.6046 | 2058.6361 | 2916.7216 | 3965.6677 | 5128.4378 | 6426.6421 | 7844.8236 | 9212.3686 | 10497.0252 | 11807.2179
Input assumptions
Base Level Demand Level of Industry
MT of Production
|  | Vector | Industry | Notes | 2007: 2007; 2012: 2012
|  |  | Cement |  | 2007: 162; 2012: 246.7
|  |  | Fertilizer |  | 2007: 11.3324; 2012: 12.1566
|  |  | Aluminium |  | 2007: 1.117; 2012: 1.5798
|  |  | Iron and Steel |  | 2007: 44.7682; 2012: 79.8556
|  |  | Pulp and Paper |  | 2007: 6.128; 2012: 10.9
|  |  | Textile |  | 2007: 2.824; 2012: 3.1005
|  |  | Chlor Alkali |  | 2007: 1.881; 2012: 2.2624
|  |  | Others |  | 2007: 220.1537; 2012: 589.6924
|  | Base Level CAGR Growth of Industry as per Past Trends& CGE Model |  |  | 2052: % CAGR
|  | Vector | Industry | Notes | 2007 | 2012 | 2017 | 2022 | 2027 | 2032 | 2037 | 2042 | 2047 | 2052
|  |  | Cement |  |  | 8.775% | 7.192% | 6.099% | 4.485% | 3.654% | 2.515% | 1.904% | 1.244% | 1.176%
|  |  | Fertilizer |  |  | 1.414% | 1.018% | 0.6215% | 0.5615% | 0.5082% | 0.4552% | 0.2415% | 0.1818% | 0.0964%
|  |  | Aluminium |  |  | 7.179% | 7.068% | 6.633% | 5.524% | 5.006% | 3.991% | 3.095% | 2.3% | 2.138%
|  |  | Iron and Steel |  |  | 12.27% | 9.949% | 9.123% | 7.482% | 6.394% | 4.828% | 3.426% | 2.387% | 2.066%
|  |  | Pulp and Paper |  |  | 12.21% | 8.207% | 11.61% | 7.233% | 3.978% | 4.023% | 3.348% | 2.867% | 2.507%
|  |  | Textile |  |  | 1.886% | 4.646% | 2.84% | 2.565% | 2.175% | 2.048% | 1.446% | 1.348% | 1.235%
|  |  | Chlor Alkali |  |  | 3.761% | 3.226% | 2.723% | 2.34% | 2.049% | 1.835% | 1.394% | 1.235% | 1.159%
|  |  | Others |  |  | 21.78% | 9.423% | 9.237% | 8.483% | 7.838% | 9.883% | 9.406% | 8.929% | 7.887%
Derived assumptions
|  | Growth Rate of Industry |  |  | 2052: % CAGR
|  | Vector | Industry | Notes | 2007 | 2012 | 2017 | 2022 | 2027 | 2032 | 2037 | 2042 | 2047 | 2052
|  |  | Cement |  |  | 8.775% | 7.192% | 6.099% | 4.485% | 3.654% | 2.515% | 1.904% | 1.244% | 1.176%
|  |  | Fertilizer |  |  | 1.414% | 1.018% | 0.6215% | 0.5615% | 0.5082% | 0.4552% | 0.2415% | 0.1818% | 0.0964%
|  |  | Aluminium |  |  | 7.179% | 7.068% | 6.633% | 5.524% | 5.006% | 3.991% | 3.095% | 2.3% | 2.138%
|  |  | Iron and Steel |  |  | 12.27% | 9.949% | 9.123% | 7.482% | 6.394% | 4.828% | 3.426% | 2.387% | 2.066%
|  |  | Pulp and Paper |  |  | 12.21% | 8.207% | 11.61% | 7.233% | 3.978% | 4.023% | 3.348% | 2.867% | 2.507%
|  |  | Textile |  |  | 1.886% | 4.646% | 2.84% | 2.565% | 2.175% | 2.048% | 1.446% | 1.348% | 1.235%
|  |  | Chlor Alkali |  |  | 3.761% | 3.226% | 2.723% | 2.34% | 2.049% | 1.835% | 1.394% | 1.235% | 1.159%
|  |  | Others |  |  | 21.78% | 9.423% | 9.237% | 8.483% | 7.838% | 9.883% | 9.406% | 8.929% | 7.887%
|  | Production Levels of Industry |  |  | 2052: MT of Production
|  | Vector | Industry | Notes | 2007 | 2012 | 2017 | 2022 | 2027 | 2032 | 2037 | 2042 | 2047 | 2052
|  |  | Cement |  | 162 | 246.7 | 349.1198 | 469.3956 | 584.5323 | 699.4249 | 791.932 | 870.2533 | 925.726 | 981.4543 |  | 162 | 246.7 | 349.1198 | 469.3956 | 584.5323 | 699.4249 | 791.932 | 870.2533 | 925.726 | 981.4543
|  |  | Fertilizer |  | 11.3324 | 12.1566 | 12.2047 | 12.5887 | 12.9461 | 13.2784 | 13.5834 | 13.7482 | 13.8736 | 13.9406 |  | 11.3324 | 12.1566 | 12.2047 | 12.5887 | 12.9461 | 13.2784 | 13.5834 | 13.7482 | 13.8736 | 13.9406
|  |  | Aluminium |  | 1.117 | 1.5798 | 2.2228 | 3.0645 | 4.0098 | 5.1192 | 6.2257 | 7.2505 | 8.1235 | 9.0297 |  | 1.117 | 1.5798 | 2.2228 | 3.0645 | 4.0098 | 5.1192 | 6.2257 | 7.2505 | 8.1235 | 9.0297
|  |  | Iron and Steel |  | 44.7682 | 79.8556 | 128.3107 | 198.5363 | 284.7901 | 388.2464 | 491.4744 | 581.6442 | 654.4549 | 724.9225 |  | 44.7682 | 79.8556 | 128.3107 | 198.5363 | 284.7901 | 388.2464 | 491.4744 | 581.6442 | 654.4549 | 724.9225
|  |  | Pulp and Paper |  | 6.128 | 10.9 | 16.17 | 28 | 39.7 | 48.25 | 58.7694 | 69.2887 | 79.8081 | 90.3275 |  | 6.128 | 10.9 | 16.17 | 28 | 39.7 | 48.25 | 58.7694 | 69.2887 | 79.8081 | 90.3275
|  |  | Textile |  | 2.824 | 3.1005 | 3.8909 | 4.4758 | 5.08 | 5.6571 | 6.2605 | 6.7263 | 7.192 | 7.6472 |  | 2.824 | 3.1005 | 3.8909 | 4.4758 | 5.08 | 5.6571 | 6.2605 | 6.7263 | 7.192 | 7.6472
|  |  | Chlor Alkali |  | 1.881 | 2.2624 | 2.6516 | 3.0328 | 3.4046 | 3.768 | 4.1267 | 4.4224 | 4.7022 | 4.9811 |  | 1.881 | 2.2624 | 2.6516 | 3.0328 | 3.4046 | 3.768 | 4.1267 | 4.4224 | 4.7022 | 4.9811
|  |  | Others |  | 220.1537 | 589.6924 | 925.0617 | 1438.8513 | 2161.8255 | 3152.7359 | 5050.5638 | 7916.6601 | 12140.9142 | 17746.2335 |  | 2210.3788 | 5920.6066 | 9287.7681 | 14446.2985 | 21705.0754 | 31653.9753 | 50708.4718 | 79484.5389 | 121896.7286 | 178175.0347
|  | Fuel for Non Energy Use in Fertilizer, Petrochemicals & Steel in TWh |  | Notes
|  |  | Gas for Fertilizer[1] | Taken from PNGRB Vision 2030 | 124.7811 | 133.8564 | 333.2645 | 371.1159 | 378.6862 | 386.2565 | 393.8267 | 401.397 | 408.9673 | 416.5376
|  |  | Gas for Steel |  | 8.353 | 14.8997 | 23.9406 | 37.0435 | 53.137 | 72.4402 | 91.7007 | 108.5249 | 122.1101 | 135.2582
|  |  | Gas for Petrochemicals |  | 11.7299 | 14.1083 | 16.5353 | 18.9124 | 21.231 | 23.4971 | 25.734 | 27.5779 | 29.3228 | 31.062
|  |  | Petroleum Product for Industry | Taken from PPAC | 108.4906 | 130.4886 | 152.9365 | 174.923 | 196.3673 | 217.3272 | 238.016 | 255.0711 | 271.2091 | 287.2952
|  |  | Total Non Energy Use |  | 253.3545 | 293.3529 | 526.6769 | 601.9948 | 649.4215 | 699.5209 | 749.2774 | 792.5709 | 831.6093 | 870.153
|  | [1] | PNGRB vision doccument 2030
Derived assumptions
Energy split by vector: Cement
|  | Vector | Description | Notes | 2007 | 2012 | 2017 | 2022 | 2027 | 2032 | 2037 | 2042 | 2047 | 2052
|  | V.01 | Electricity (delivered to end user) | bar: 2007 to 2052
|  | V.03 | Solid hydrocarbons |  | 92% | 92% | 92% | 92% | 92% | 92% | 92% | 92% | 92% | 92%
|  | V.04 | Liquid hydrocarbons | bar: 2007 to 2052
|  | V.05 | Gaseous hydrocarbons | bar: 2007 to 2052
|  | V.07 | Gaseous Biomass Hydrocarbons | bar: 2007 to 2052
Energy split by vector: Fertilizers
|  | Vector | Description | Notes | 2007 | 2012 | 2017 | 2022 | 2027 | 2032 | 2037 | 2042 | 2047 | 2052
|  | V.01 | Electricity (delivered to end user) |  | 18% | 18% | 18% | 18% | 18% | 18% | 18% | 18% | 18% | 18%
|  | V.03 | Solid hydrocarbons |  | 42% | 42% | 42% | 42% | 42% | 42% | 42% | 42% | 42% | 42%
|  | V.04 | Liquid hydrocarbons |  | 40% | 40% | 40% | 40% | 40% | 40% | 40% | 40% | 40% | 40%
|  | V.05 | Gaseous hydrocarbons | bar: 2007 to 2052
|  | V.07 | Gaseous Biomass Hydrocarbons | bar: 2007 to 2052
Energy split by vector: Aluminium
|  | Vector | Description | Notes | 2007 | 2012 | 2017 | 2022 | 2027 | 2032 | 2037 | 2042 | 2047 | 2052
|  | V.01 | Electricity (delivered to end user) | bar: 2007 to 2052
|  | V.03 | Solid hydrocarbons |  | 94% | 94% | 94% | 94% | 94% | 94% | 94% | 94% | 94% | 94%
|  | V.04 | Liquid hydrocarbons | bar: 2007 to 2052
|  | V.05 | Gaseous hydrocarbons | bar: 2007 to 2052
|  | V.07 | Gaseous Biomass Hydrocarbons | bar: 2007 to 2052
Energy split by vector: Iron and Steel
|  | Vector | Description | Notes | 2007 | 2012 | 2017 | 2022 | 2027 | 2032 | 2037 | 2042 | 2047 | 2052
|  | V.01 | Electricity (delivered to end user) | bar: 2007 to 2052
|  | V.03 | Solid hydrocarbons |  | 82% | 82% | 82% | 82% | 82% | 82% | 82% | 82% | 82% | 82%
|  | V.04 | Liquid hydrocarbons | bar: 2007 to 2052
|  | V.05 | Gaseous hydrocarbons | bar: 2007 to 2052
|  | V.07 | Gaseous Biomass Hydrocarbons | bar: 2007 to 2052
Energy split by vector: Pulp n Paper
|  | Vector | Description | Notes | 2007 | 2012 | 2017 | 2022 | 2027 | 2032 | 2037 | 2042 | 2047 | 2052
|  | V.01 | Electricity (delivered to end user) | bar: 2007 to 2052
|  | V.03 | Solid hydrocarbons |  | 92% | 92% | 92% | 92% | 92% | 92% | 92% | 92% | 92% | 92%
|  | V.04 | Liquid hydrocarbons | bar: 2007 to 2052
|  | V.05 | Gaseous hydrocarbons | bar: 2007 to 2052
|  | V.07 | Gaseous Biomass Hydrocarbons | bar: 2007 to 2052
Energy split by vector: Textile
|  | Vector | Description | Notes | 2007 | 2012 | 2017 | 2022 | 2027 | 2032 | 2037 | 2042 | 2047 | 2052
|  | V.01 | Electricity (delivered to end user) |  | 23% | 23% | 23% | 23% | 23% | 23% | 23% | 23% | 23% | 23%
|  | V.03 | Solid hydrocarbons |  | 54% | 54% | 54% | 54% | 54% | 54% | 54% | 54% | 54% | 54%
|  | V.04 | Liquid hydrocarbons |  | 19% | 19% | 19% | 19% | 19% | 19% | 19% | 19% | 19% | 19%
|  | V.05 | Gaseous hydrocarbons | bar: 2007 to 2052
|  | V.07 | Gaseous Biomass Hydrocarbons | bar: 2007 to 2052
Energy split by vector: Chlor Alkali
|  | Vector | Description | Notes | 2007 | 2012 | 2017 | 2022 | 2027 | 2032 | 2037 | 2042 | 2047 | 2052
|  | V.01 | Electricity (delivered to end user) |  | 57% | 57% | 57% | 57% | 57% | 57% | 57% | 57% | 57% | 57%
|  | V.03 | Solid hydrocarbons |  | 28% | 28% | 28% | 28% | 28% | 28% | 28% | 28% | 28% | 28%
|  | V.04 | Liquid hydrocarbons | bar: 2007 to 2052
|  | V.05 | Gaseous hydrocarbons |  | 11% | 11% | 11% | 11% | 11% | 11% | 11% | 11% | 11% | 11%
|  | V.07 | Gaseous Biomass Hydrocarbons | bar: 2007 to 2052
Energy split by vector: Others
|  | Vector | Description | Notes | 2007 | 2012 | 2017 | 2022 | 2027 | 2032 | 2037 | 2042 | 2047 | 2052
|  | V.01 | Electricity (delivered to end user) |  | 36.02% | 36.02% | 36.02% | 36.02% | 36.02% | 36.02% | 36.02% | 36.02% | 36.02% | 36.02%
|  | V.03 | Solid hydrocarbons |  | 9.339% | 9.339% | 9.339% | 9.339% | 9.339% | 9.339% | 9.339% | 9.339% | 9.339% | 9.339%
|  | V.04 | Liquid hydrocarbons |  | 45.89% | 45.89% | 45.89% | 45.89% | 45.89% | 45.89% | 45.89% | 45.89% | 45.89% | 45.89%
|  | V.05 | Gaseous hydrocarbons |  | 8.753% | 8.753% | 8.753% | 8.753% | 8.753% | 8.753% | 8.753% | 8.753% | 8.753% | 8.753%
|  | V.07 | Gaseous Biomass Hydrocarbons | bar: 2007 to 2052
Methodology
1
2
3
4
1.1 | CEMENT SECTOR |  |  | Units | 2007 | 2012 | 2017 | 2022 | 2027 | 2032 | 2037 | 2042 | 2047 | 2052
| Production of Cement |  |  | MT | 162 | 246.7 | 349.1198 | 469.3956 | 584.5323 | 699.4249 | 791.932 | 870.2533 | 925.726 | 981.4543
| PAT output |  |  | MT | 0 | 178.0428 | 178.0428 | 178.0428 | 178.0428 | 178.0428 | 178.0428 | 178.0428 | 178.0428 | 178.0428
| Non Pat Output |  |  | MT | 162 | 68.6572 | 171.0769 | 291.3528 | 406.4895 | 521.3821 | 613.8892 | 692.2105 | 747.6832 | 803.4115
| Energy Demand |  |  | TWh | 176.5016 | 249.5958 | 346.9337 | 471.9164 | 591.0224 | 709.3658 | 804.0178 | 883.6008 | 939.2753 | 994.9676
Fuel Demand |  | Demand by vector = Total × split by vector
| V.01 | Electricity (delivered to end user) |  | TWh | 5.295 | 7.4879 | 10.408 | 14.1575 | 17.7307 | 21.281 | 24.1205 | 26.508 | 28.1783 | 29.849
| V.03 | Solid hydrocarbons |  | TWh | 162.3814 | 229.6281 | 319.179 | 434.1631 | 543.7406 | 652.6165 | 739.6964 | 812.9127 | 864.1333 | 915.3702
| V.04 | Liquid hydrocarbons |  | TWh | 8.8251 | 12.4798 | 17.3467 | 23.5958 | 29.5511 | 35.4683 | 40.2009 | 44.18 | 46.9638 | 49.7484
| V.05 | Gaseous hydrocarbons |  | TWh | 0 | 0 | 0 | 0 | 0 | 0 | 0 | 0 | 0 | 0
Emissions |  | CO2 |  | Mt CO2e | 58.7159 | 83.0318 | 115.4128 | 156.9902 | 196.6126 | 235.9813 | 267.4688 | 293.9433 | 312.4642 | 330.9911
|  | CH4 |  | Mt CO2e | 0 | 0 | 0 | 0 | 0 | 0 | 0 | 0 | 0 | 0
|  | N2O |  | Mt CO2e | 0 | 0 | 0 | 0 | 0 | 0 | 0 | 0 | 0 | 0
1.2 | Fertilizer Sector |  |  | Units | 2007 | 2012 | 2017 | 2022 | 2027 | 2032 | 2037 | 2042 | 2047 | 2052
| Production of Fertilizer |  |  | MT | 11.3324 | 12.1566 | 12.2047 | 12.5887 | 12.9461 | 13.2784 | 13.5834 | 13.7482 | 13.8736 | 13.9406
| PAT output |  |  | MT | 0 | 9.15 | 9.15 | 9.15 | 9.15 | 9.15 | 9.15 | 9.15 | 9.15 | 9.15
| Non Pat Output |  |  | MT | 11.3324 | 3.0066 | 3.0547 | 3.4387 | 3.7961 | 4.1284 | 4.4334 | 4.5982 | 4.7236 | 4.7906
| Energy Demand |  |  | TWh | 81.8452 | 77.5538 | 73.6429 | 76.0765 | 78.3286 | 80.4097 | 82.3069 | 83.2996 | 84.0365 | 84.3984
Fuel Demand |  | Demand by vector = Total × split by vector
| V.01 | Electricity (delivered to end user) |  | TWh | 14.7321 | 13.9597 | 13.2557 | 13.6938 | 14.0991 | 14.4737 | 14.8152 | 14.9939 | 15.1266 | 15.1917
| V.03 | Solid hydrocarbons |  | TWh | 34.375 | 32.5726 | 30.93 | 31.9521 | 32.898 | 33.7721 | 34.5689 | 34.9858 | 35.2953 | 35.4473
| V.04 | Liquid hydrocarbons |  | TWh | 32.7381 | 31.0215 | 29.4572 | 30.4306 | 31.3314 | 32.1639 | 32.9228 | 33.3198 | 33.6146 | 33.7593
| V.05 | Gaseous hydrocarbons |  | TWh | 0 | 0 | 0 | 0 | 0 | 0 | 0 | 0 | 0 | 0
Emissions |  | CO2 |  | Mt CO2e | 20.6635 | 19.58 | 18.5926 | 19.2071 | 19.7756 | 20.3011 | 20.78 | 21.0307 | 21.2167 | 21.3081
|  | CH4 |  | Mt CO2e | 0 | 0 | 0 | 0 | 0 | 0 | 0 | 0 | 0 | 0
|  | N2O |  | Mt CO2e | 0 | 0 | 0 | 0 | 0 | 0 | 0 | 0 | 0 | 0
1.3 | Aluminium Sector |  |  | Units | 2007 | 2012 | 2017 | 2022 | 2027 | 2032 | 2037 | 2042 | 2047 | 2052
| Production of Aluminium |  |  | MT | 1.117 | 1.5798 | 2.2228 | 3.0645 | 4.0098 | 5.1192 | 6.2257 | 7.2505 | 8.1235 | 9.0297
| PAT output |  |  | MT | 0 | 1.0878 | 1.5337 | 1.5323 | 1.5237 | 1.5358 | 1.5564 | 1.5226 | 1.5435 | 1.535
| Non Pat Output |  |  | MT | 1.117 | 0.49205 | 0.68907 | 1.5323 | 2.4861 | 3.5834 | 4.6693 | 5.7279 | 6.58 | 7.4947
| Energy Demand |  |  | TWh | 22.5742 | 31.5278 | 41.0149 | 57.9278 | 76.866 | 98.9628 | 120.8878 | 141.2138 | 158.3051 | 176.0472
Fuel Demand |  | Demand by vector = Total × split by vector
| V.01 | Electricity (delivered to end user) |  | TWh | 0.22574 | 0.31528 | 0.41015 | 0.57928 | 0.76866 | 0.98963 | 1.2089 | 1.4121 | 1.5831 | 1.7605
| V.03 | Solid hydrocarbons |  | TWh | 21.2198 | 29.6361 | 38.554 | 54.4521 | 72.2541 | 93.025 | 113.6346 | 132.741 | 148.8068 | 165.4844
| V.04 | Liquid hydrocarbons |  | TWh | 1.1287 | 1.5764 | 2.0507 | 2.8964 | 3.8433 | 4.9481 | 6.0444 | 7.0607 | 7.9153 | 8.8024
| V.05 | Gaseous hydrocarbons |  | TWh | 0 | 0 | 0 | 0 | 0 | 0 | 0 | 0 | 0 | 0
Emissions |  | CO2 |  | Mt CO2e | 7.6664 | 10.7071 | 13.929 | 19.6727 | 26.1043 | 33.6085 | 41.0544 | 47.9572 | 53.7615 | 59.7869
|  | CH4 |  | Mt CO2e | 0 | 0 | 0 | 0 | 0 | 0 | 0 | 0 | 0 | 0
|  | N2O |  | Mt CO2e | 0 | 0 | 0 | 0 | 0 | 0 | 0 | 0 | 0 | 0
1.4 | Iron n Steel Sector |  |  | Units | 2007 | 2012 | 2017 | 2022 | 2027 | 2032 | 2037 | 2042 | 2047 | 2052
| Production of Iron n Steel |  |  | MT | 44.7682 | 79.8556 | 128.3107 | 198.5363 | 284.7901 | 388.2464 | 491.4744 | 581.6442 | 654.4549 | 724.9225
| PAT output |  |  | MT | 0 | 44.8965 | 71.854 | 71.4731 | 71.1975 | 73.7668 | 73.7212 | 69.7973 | 71.99 | 72.4922
| Non Pat Output |  |  | MT | 44.7682 | 34.9591 | 56.4567 | 127.0632 | 213.5926 | 314.4796 | 417.7532 | 511.8469 | 582.4649 | 652.4303
| Energy Demand |  |  | TWh | 335.093 | 590.7401 | 903.0552 | 1425.873 | 2065.5925 | 2828.1944 | 3587.764 | 4250.2452 | 4777.6084 | 5286.6116
Fuel Demand |  | Demand by vector = Total × split by vector
| V.01 | Electricity (delivered to end user) |  | TWh | 20.1056 | 35.4444 | 54.1833 | 85.5524 | 123.9355 | 169.6917 | 215.2658 | 255.0147 | 286.6565 | 317.1967
| V.03 | Solid hydrocarbons |  | TWh | 274.7763 | 484.4068 | 740.5052 | 1169.2158 | 1693.7858 | 2319.1194 | 2941.9665 | 3485.201 | 3917.6389 | 4335.0216
| V.04 | Liquid hydrocarbons |  | TWh | 20.1056 | 35.4444 | 54.1833 | 85.5524 | 123.9355 | 169.6917 | 215.2658 | 255.0147 | 286.6565 | 317.1967
| V.05 | Gaseous hydrocarbons |  | TWh | 20.1056 | 35.4444 | 54.1833 | 85.5524 | 123.9355 | 169.6917 | 215.2658 | 255.0147 | 286.6565 | 317.1967
Emissions |  | CO2 |  | Mt CO2e | 104.7366 | 184.6415 | 282.2586 | 445.6703 | 645.6208 | 883.9794 | 1121.3902 | 1328.4551 | 1493.2876 | 1652.3814
|  | CH4 |  | Mt CO2e | 0 | 0 | 0 | 0 | 0 | 0 | 0 | 0 | 0 | 0
|  | N2O |  | Mt CO2e | 0 | 0 | 0 | 0 | 0 | 0 | 0 | 0 | 0 | 0
1.5 | Pulp n Paper Sector |  |  | Units | 2007 | 2012 | 2017 | 2022 | 2027 | 2032 | 2037 | 2042 | 2047 | 2052
| Production of Pulp and Paper |  |  | MT | 6.128 | 10.9 | 16.17 | 28 | 39.7 | 48.25 | 58.7694 | 69.2887 | 79.8081 | 90.3275
| PAT output |  |  | MT | 0 | 3.1212 | 4.6893 | 4.76 | 4.764 | 4.825 | 4.7015 | 4.8502 | 4.7885 | 4.5164
| Non Pat Output |  |  | MT | 6.128 | 7.7788 | 11.4807 | 23.24 | 34.936 | 43.425 | 54.0678 | 64.4385 | 75.0196 | 85.8111
| Energy Demand |  |  | TWh | 52.6027 | 88.6419 | 127.8994 | 225.0005 | 320.6989 | 390.1047 | 475.5257 | 560.28 | 644.8966 | 729.3645
Fuel Demand |  | Demand by vector = Total × split by vector
| V.01 | Electricity (delivered to end user) |  | TWh | 1.5781 | 2.6593 | 3.837 | 6.75 | 9.621 | 11.7031 | 14.2658 | 16.8084 | 19.3469 | 21.8809
| V.03 | Solid hydrocarbons |  | TWh | 48.3945 | 81.5506 | 117.6674 | 207.0005 | 295.043 | 358.8963 | 437.4836 | 515.4576 | 593.3049 | 671.0153
| V.04 | Liquid hydrocarbons |  | TWh | 2.1041 | 3.5457 | 5.116 | 9 | 12.828 | 15.6042 | 19.021 | 22.4112 | 25.7959 | 29.1746
| V.05 | Gaseous hydrocarbons |  | TWh | 0.52603 | 0.88642 | 1.279 | 2.25 | 3.207 | 3.901 | 4.7553 | 5.6028 | 6.449 | 7.2936
Emissions |  | CO2 |  | Mt CO2e | 17.4634 | 29.428 | 42.461 | 74.6973 | 106.468 | 129.5099 | 157.8686 | 186.006 | 214.0976 | 242.1399
|  | CH4 |  | Mt CO2e | 0 | 0 | 0 | 0 | 0 | 0 | 0 | 0 | 0 | 0
|  | N2O |  | Mt CO2e | 0 | 0 | 0 | 0 | 0 | 0 | 0 | 0 | 0 | 0
1.6 | Textile |  |  | Units | 2007 | 2012 | 2017 | 2022 | 2027 | 2032 | 2037 | 2042 | 2047 | 2052
| Production of Textile |  |  | MT | 2.824 | 3.1005 | 3.8909 | 4.4758 | 5.08 | 5.6571 | 6.2605 | 6.7263 | 7.192 | 7.6472
| PAT output |  |  | MT | 0 | 2.8835 | 3.6185 | 3.6254 | 3.6068 | 3.6205 | 3.6311 | 3.6322 | 3.596 | 3.5942
| Non Pat Output |  |  | MT | 2.824 | 0.21703 | 0.27236 | 0.8504 | 1.4732 | 2.0366 | 2.6294 | 3.0941 | 3.596 | 4.053
| Energy Demand |  |  | TWh | 11.8235 | 12.9307 | 15.3831 | 17.6537 | 19.9902 | 22.2106 | 24.5242 | 26.2904 | 28.0482 | 29.7576
Fuel Demand |  | Demand by vector = Total × split by vector
| V.01 | Electricity (delivered to end user) |  | TWh | 2.7194 | 2.9741 | 3.5381 | 4.0604 | 4.5977 | 5.1084 | 5.6406 | 6.0468 | 6.4511 | 6.8443
| V.03 | Solid hydrocarbons |  | TWh | 6.3847 | 6.9826 | 8.3069 | 9.533 | 10.7947 | 11.9937 | 13.2431 | 14.1968 | 15.146 | 16.0691
| V.04 | Liquid hydrocarbons |  | TWh | 2.2465 | 2.4568 | 2.9228 | 3.3542 | 3.7981 | 4.22 | 4.6596 | 4.9952 | 5.3292 | 5.654
| V.05 | Gaseous hydrocarbons |  | TWh | 0.47294 | 0.51723 | 0.61532 | 0.70615 | 0.79961 | 0.88842 | 0.98097 | 1.0516 | 1.1219 | 1.1903
Emissions |  | CO2 |  | Mt CO2e | 2.9094 | 3.1818 | 3.7853 | 4.344 | 4.9189 | 5.4653 | 6.0346 | 6.4692 | 6.9018 | 7.3224
|  | CH4 |  | Mt CO2e | 0 | 0 | 0 | 0 | 0 | 0 | 0 | 0 | 0 | 0
|  | N2O |  | Mt CO2e | 0 | 0 | 0 | 0 | 0 | 0 | 0 | 0 | 0 | 0
203.0212
147.9646
1.7 | Chlor and Alkali |  |  | Units | 2007 | 2012 | 2017 | 2022 | 2027 | 2032 | 2037 | 2042 | 2047 | 2052
| Production of Textile |  |  | MT | 1.881 | 2.2624 | 2.6516 | 3.0328 | 3.4046 | 3.768 | 4.1267 | 4.4224 | 4.7022 | 4.9811
| PAT output |  |  | MT | 0 | 2.0172 | 2.3599 | 2.3656 | 2.3832 | 2.3738 | 2.3522 | 2.3881 | 2.3511 | 2.3909
| Non Pat Output |  |  | MT | 1.881 | 0.24525 | 0.29168 | 0.66722 | 1.0214 | 1.3942 | 1.7745 | 2.0343 | 2.3511 | 2.5902
| Energy Demand |  |  | TWh | 6.8193 | 8.6269 | 9.5588 | 10.9268 | 12.2556 | 13.5482 | 14.818 | 15.8598 | 16.8375 | 17.8115
Fuel Demand |  | Demand by vector = Total × split by vector
| V.01 | Electricity (delivered to end user) |  | TWh | 3.887 | 4.9173 | 5.4485 | 6.2283 | 6.9857 | 7.7225 | 8.4462 | 9.0401 | 9.5974 | 10.1526
| V.03 | Solid hydrocarbons |  | TWh | 1.9094 | 2.4155 | 2.6765 | 3.0595 | 3.4316 | 3.7935 | 4.149 | 4.4407 | 4.7145 | 4.9872
| V.04 | Liquid hydrocarbons |  | TWh | 0.27277 | 0.34507 | 0.38235 | 0.43707 | 0.49023 | 0.54193 | 0.59272 | 0.63439 | 0.6735 | 0.71246
| V.05 | Gaseous hydrocarbons |  | TWh | 0.75012 | 0.94896 | 1.0515 | 1.202 | 1.3481 | 1.4903 | 1.63 | 1.7446 | 1.8521 | 1.9593
Emissions |  | CO2 |  | Mt CO2e | 0.88474 | 1.1193 | 1.2402 | 1.4177 | 1.59 | 1.7578 | 1.9225 | 2.0576 | 2.1845 | 2.3109
|  | CH4 |  | Mt CO2e | 0 | 0 | 0 | 0 | 0 | 0 | 0 | 0 | 0 | 0
|  | N2O |  | Mt CO2e | 0 | 0 | 0 | 0 | 0 | 0 | 0 | 0 | 0 | 0
1.8 | Others |  |  | Units | 2007 | 2012 | 2017 | 2022 | 2027 | 2032 | 2037 | 2042 | 2047 | 2052
| Production Demand frrom other sectors |  |  | MT | 220.1537 | 589.6924 | 925.0617 | 1438.8513 | 2161.8255 | 3152.7359 | 5050.5638 | 7916.6601 | 12140.9142 | 17746.2335
| PAT output |  |  | MT
| Non Pat Output |  |  | MT
| Energy Demand |  |  | TWh | 513.9905 | 704.8594 | 870.9085 | 1072.0191 | 1299.3626 | 1553.9853 | 1937.9357 | 2393.6326 | 2927.9266 | 3505.274
| Demand Adjustment as per baseline numbers |  |  | TWh | 161.1335 | 220.97 | 273.0256 | 336.0728 | 407.3439 | 487.1668 | 607.5334 | 750.3922 | 917.8908 | 1098.8864
| Net Energy Demand |  |  | TWh | 675.1241 | 925.8294 | 1143.9341 | 1408.0919 | 1706.7064 | 2041.1522 | 2545.4691 | 3144.0247 | 3845.8174 | 4604.1604 | 0
Fuel Demand |  | Demand by vector = Total × split by vector
| V.01 | Electricity (delivered to end user) |  | TWh | 243.1749 | 333.4771 | 412.0369 | 507.1846 | 614.7435 | 735.2084 | 916.8598 | 1132.4552 | 1385.2359 | 1658.3857
| V.03 | Solid hydrocarbons |  | TWh | 63.0531 | 86.4677 | 106.8376 | 131.5085 | 159.3976 | 190.6331 | 237.7337 | 293.6357 | 359.1795 | 430.0049
| V.04 | Liquid hydrocarbons |  | TWh | 309.8051 | 424.8503 | 524.9356 | 646.1539 | 783.184 | 936.6565 | 1168.0806 | 1442.7495 | 1764.7925 | 2112.7856
| V.05 | Gaseous hydrocarbons |  | TWh | 59.091 | 81.0342 | 100.1241 | 123.2448 | 149.3814 | 178.6541 | 222.795 | 275.1843 | 336.6094 | 402.9843
|  | Gas demand adjusted for Others |  | TWh | 0 | 0 | 0 | 0 | 0 | 0 | 0 | 0 | 0 | 0
Emissions |  | CO2 |  | Mt CO2e | 116.274 | 159.452 | 197.0153 | 242.5102 | 293.9394 | 351.5397 | 438.3962 | 541.4831 | 662.3501 | 792.9566
|  | CH4 |  | Mt CO2e | 0 | 0 | 0 | 0 | 0 | 0 | 0 | 0 | 0 | 0
|  | N2O |  | Mt CO2e | 0 | 0 | 0 | 0 | 0 | 0 | 0 | 0 | 0 | 0
Outputs
| Energy produced and required -Industry |  |  |  | 2047: TWh
| Vector | Name | Notes | 2007 | 2012 | 2017 | 2022 | 2027 | 2032 | 2037 | 2042 | 2047 | 2052
| I.01 | Industry |  | 1615.7381 | 2278.7992 | 3188.099 | 4295.4614 | 5520.882 | 6883.4692 | 8404.5909 | 9897.3853 | 11326.4343 | 12793.2718
| V.01 | Electricity (delivered to end user) |  | -291.7178 | -401.235 | -503.1177 | -638.2062 | -792.4819 | -966.1785 | -1200.6228 | -1462.2793 | -1752.1756 | -2061.2613
| V.03 | Solid hydrocarbons |  | -612.4942 | -953.66 | -1364.6566 | -2040.8847 | -2811.3453 | -3663.8496 | -4522.4757 | -5293.5715 | -5938.2193 | -6573.3999
| v.04 | Liquid hydrocarbons |  | -485.7165 | -642.2086 | -789.3311 | -976.3434 | -1185.3291 | -1416.6218 | -1724.8038 | -2065.4367 | -2442.9502 | -2845.1287
| v.05 | Gaseous hydrocarbons |  | -225.8096 | -281.6956 | -530.9936 | -640.0271 | -731.7258 | -836.8193 | -956.6885 | -1076.0978 | -1193.0891 | -1313.4819
| Total |  |  | 0 | 0 | 0 | 0 | 9.0949e-13 | -1.0232e-12 | -1.819e-12 | 0 | 2.0464e-12 | 0
Emissions
| Emissions produced |  |  | 2052: Mt CO2e
| GHG | IPCC Sector | Notes | 2007 | 2012 | 2017 | 2022 | 2027 | 2032 | 2037 | 2042 | 2047 | 2052
| CO2 | 1A | Fuel Combustion | 329.3139 | 491.1415 | 674.6947 | 964.5094 | 1295.0297 | 1662.1429 | 2054.9153 | 2427.4022 | 2766.264 | 3109.1972
| CH4 | 1A | Fuel Combustion | 0 | 0 | 0 | 0 | 0 | 0 | 0 | 0 | 0 | 0
| N2O | 1A | Fuel Combustion | 0 | 0 | 0 | 0 | 0 | 0 | 0 | 0 | 0 | 0
| Total |  |  | 329.3139 | 491.1415 | 674.6947 | 964.5094 | 1295.0297 | 1662.1429 | 2054.9153 | 2427.4022 | 2766.264 | 3109.1972
Information
Information summary
| Vector | Information type | Notes | 2007 | 2012 | 2017 | 2022 | 2027 | 2032 | 2037 | 2042 | 2047 | 2052
B.01
B.02
B.03
|  |  | Units | 2007 | 2012 | 2017 | 2022 | 2027 | 2032 | 2037 | 2042 | 2047 | 2052
|  | Non Energy Use | TWh | 253.3545 | 293.3529 | 526.6769 | 601.9948 | 649.4215 | 699.5209 | 749.2774 | 792.5709 | 831.6093 | 870.153
|  | Energy Use | TWh | 1362.3836 | 1985.4463 | 2661.4221 | 3693.4666 | 4871.4605 | 6183.9483 | 7655.3134 | 9104.8144 | 10494.825 | 11923.1188
|  | Level 1 |  | 1362.3836 | 1985.4463 | 2661.4221 | 3693.4666 | 4871.4605 | 6183.9483 | 7655.3134 | 9104.8144 | 10494.825 | 11923.1188
|  | Level 2 |  | 1362.3836 | 1985.427 | 2619.0965 | 3490.4634 | 4433.1919 | 5432.8751 | 6513.281 | 7533.1034 | 8487.0564 | 9447.5795
|  | Level 3 |  | 1362.3836 | 1985.4311 | 2267.3789 | 3231.2295 | 4244.3149 | 5285.3626 | 6287.0645 | 7072.1101 | 7649.1879 | 8149.1938
|  | Level 4 |  | 1362.3836 | 1985.427 | 2243.8101 | 3161.4867 | 4104.5992 | 5059.4387 | 5952.2738 | 6631.3349 | 7129.1014 | 7621.3713
1
Note on F65: himanshu: Write a comment about 0% PAT figure
Note on C474: Assumed to be the same as the fuel mix of the seven sectors combined

## Oil Story
Energy source / use charts
[5 empty] | Historic data: | [42 empty] | 2052 Calculator calculations
|  | TWh / year |  | 2007 (Consistent) | 1970 | 1971 | 1972 | 1973 | 1974 | 1975 | 1976 | 1977 | 1978 | 1979 | 1980 | 1981 | 1982 | 1983 | 1984 | 1985 | 1986 | 1987 | 1988 | 1989 | 1990 | 1991 | 1992 | 1993 | 1994 | 1995 | 1996 | 1997 | 1998 | 1999 | 2000 | 2001 | 2002 | 2003 | 2004 | 2005 | 2006 | 2007 | 2008 | 2009 | 2010 | Source: |  | 2007 |  | 2012 | 2017 | 2022 | 2027 | 2032 | 2037 | 2042 | 2047 | 2052
Use
| L.01 | Domestic Lighting & appliances | [45 empty] | 125.2283 |  | 169.6951 | 300.0443 | 492.8144 | 765.5111 | 1159.8319 | 1453.7842 | 1804.4492 | 2204.4682 | 2671.8455
| L.02 | Commercial Lighting & Appliances | [45 empty] | 69.8374 |  | 69.8374 | 115.4286 | 190.8011 | 315.4211 | 521.4862 | 689.6753 | 912.1086 | 970.5585 | 1032.754
| L.00 | Lighting & Appliances | [45 empty] | 195.0469 |  | 239.5136 | 415.4394 | 683.5548 | 1080.8219 | 1681.1145 | 2143.1893 | 2716.1991 | 3174.6435 | 3704.19
| I.01 | Industry | [45 empty] | 1615.7381 |  | 2278.7992 | 3188.099 | 4295.4614 | 5520.882 | 6883.4692 | 8404.5909 | 9897.3853 | 11326.4343 | 12793.2718
| T.01 | Road transport | [45 empty] | 787.0616 |  | 787.0616 | 1183.5004 | 1717.7938 | 2376.5282 | 3187.9753 | 4145.4185 | 5054.4379 | 6055.4105 | 7174.1582
| T.02 | Rail transport | [45 empty] | 40.5324 |  | 40.5324 | 51.8896 | 64.6461 | 78.303 | 93.685 | 110.982 | 119.5301 | 128.8079 | 137.9874
| T.03 | Domestic aviation | [45 empty] | 20.2785 |  | 20.2785 | 36.1244 | 59.1372 | 88.3172 | 124.7496 | 167.8636 | 213.5112 | 264.9471 | 324.8276
| T.00 | Transport | [45 empty] | 847.8725 |  | 847.8725 | 1271.5144 | 1841.5771 | 2543.1484 | 3406.4098 | 4424.264 | 5387.4792 | 6449.1655 | 7636.9732
| S.01 | Green Building Design & Envelope Savings | [45 empty] | -0.018782 |  | -0.018836 | -0.033535 | -0.060795 | -0.11024 | -0.20356 | -0.2702 | -0.35871 | -0.38321 | -0.40945
| D.01 | Agriculture | [45 empty] | 177.8286 |  | 237.2069 | 328.2852 | 453.5177 | 591.385 | 750.1024 | 850.2884 | 969.3088 | 1047.8059 | 1134.4955
| G.01 | Telecom | [45 empty] | 13.8869 |  | 46.2897 | 56.3283 | 69.8874 | 91.8217 | 113.343 | 132.6586 | 161.3498 | 209.695 | 297.4563
| M.01 | Household Cooking | [45 empty] | 1045.8611 |  | 1153.7282 | 1148.4989 | 1155.9568 | 1156.4277 | 1145.5432 | 1128.6767 | 1099.7851 | 1069.2095 | 1079.9753
| M.02 | Commercial Cooking | [45 empty] | 42.6367 |  | 64.7672 | 96.6439 | 143.4128 | 210.7458 | 308.3434 | 412.6331 | 552.1961 | 738.963 | 988.8991
| M.00 | Cooking | [45 empty] | 1088.4978 |  | 1218.4955 | 1245.1428 | 1299.3696 | 1367.1735 | 1453.8866 | 1541.3097 | 1651.9812 | 1808.1725 | 2068.8745
|  | Scenario Demand | [45 empty] | 3938.8707 |  | 4868.1773 | 6504.8091 | 8643.3681 | 11195.2326 | 14288.3256 | 17496.3009 | 20783.7033 | 24015.9167 | 27635.2614
Last updated? |  | Do-nothing Scenario | [45 empty] | 3938.8707 |  | 4868.1773 | 6504.8091 | 8643.3681 | 11195.2326 | 14288.3256 | 17496.3009 | 20783.7033 | 24015.9167 | 27635.2614
9.4275
Source
| N.01 | Nuclear fission | [45 empty] | 80.9477 |  | 93.7712 | 199.965 | 193.5533 | 193.5533 | 189.546 | 180.7299 | 176.3218 | 167.5057 | 167.5057
| R.01 | Solar | [45 empty] | 0 |  | 1.5673 | 10.9115 | 27.2655 | 48.893 | 74.077 | 96.0312 | 108.3126 | 106.2785 | 92.93
| R.02 | Wind | [45 empty] | 12.4372 |  | 18.7222 | 36.6049 | 59.9663 | 84.3358 | 115.4989 | 136.9861 | 151.0382 | 161.1629 | 161.9518
| R.03 | Tidal | [45 empty] | 0 |  | 0 | 0 | 0 | 0 | 0 | 0 | 0 | 0 | 0
| R.04 | Wave | [45 empty] | 0 |  | 0 | 0 | 0 | 0 | 0 | 0 | 0 | 0 | 0
| R.05 | Geothermal | [45 empty] | 0 |  | 0 | 0 | 0 | 0 | 0 | 0 | 0 | 0 | 0
| R.06 | Hydro | [45 empty] | 128.5106 |  | 155.8439 | 189.4176 | 195.7511 | 199.5643 | 203.4652 | 205.4375 | 205.7159 | 206.6043 | 207.196
| Y.02 | Electricity oversupply (imports) | [45 empty] | 1 |  | -1.464 | 14 | 21 | 31 | 40 | 49 | 55 | 55 | 55
|  | Renewables and Clean Energy | [45 empty] | 221.8955 |  | 269.9045 | 436.899 | 476.5361 | 526.3463 | 582.587 | 619.1847 | 641.3885 | 641.5514 | 629.5836
|  | Primary electricity, solar, marine, and net imports | [45 empty] | 222.8955 |  | 268.4406 | 450.899 | 497.5361 | 557.3463 | 622.587 | 668.1847 | 696.3885 | 696.5514 | 684.5836
| R.07 | Environmental heat | [45 empty] | 0 |  | 0 | 0 | 0 | 0 | 0 | 0 | 0 | 0 | 0
| W.01 | Waste | [45 empty] | 946.4113 |  | 958.7156 | 961.6527 | 965.3606 | 969.9978 | 975.8397 | 982.3016 | 986.6705 | 992.2289 | 999.8502
| A.01 | Agriculture | [45 empty] | 0 |  | 0.13142 | 0.21232 | 0.30592 | 0.41827 | 0.51589 | 0.63056 | 0.79228 | 0.9056 | 1.0189
| Y.01 | Biomass oversupply (imports) | [45 empty] | 0 |  | 0 | 0 | 0 | 0 | 0 | 0 | 0 | 0 | 0
|  | Agriculture/waste | [45 empty] | 946.4113 |  | 958.847 | 961.865 | 965.6665 | 970.4161 | 976.3556 | 982.9322 | 987.4628 | 993.1345 | 1000.8692
| Y.04 | Coal oversupply (imports) | [45 empty] | 312.8774 |  | 526.8957 | 1319.3125 | 3014.7305 | 5379.5825 | 8802.5686 | 11942.6555 | 16105.0859 | 19783.8525 | 23759.6487
| Q.01 | Coal reserves | [45 empty] | 2003.3688 |  | 2704.3935 | 3143.1914 | 3584.1508 | 3874.5049 | 3958.4825 | 4025.5715 | 3406.6022 | 2878.2637 | 2435.1118
|  | Coal | [45 empty] | 2316.2462 |  | 3231.2892 | 4462.5039 | 6598.8813 | 9254.0874 | 12761.051 | 15968.227 | 19511.6881 | 22662.1162 | 26194.7605
| Q.02 | Oil reserves | [45 empty] | 395.2804 |  | 442.9867 | 480.4208 | 406.8219 | 404.6927 | 402.8364 | 401.685 | 401.1302 | 401.1899 | 401.8881
| Y.05 | Oil and petroleum products oversupply (imports) | [45 empty] | 1235.4943 |  | 1459.1774 | 2094.1308 | 3065.9674 | 4157.6318 | 5448.0547 | 6933.9942 | 8427.2255 | 10106.2604 | 12020.7419
|  | Oil and petroleum products | [45 empty] | 1630.7748 |  | 1902.1641 | 2574.5516 | 3472.7892 | 4562.3245 | 5850.8911 | 7335.6793 | 8828.3558 | 10507.4503 | 12422.63
| Y.06 | Gas oversupply (imports) | [45 empty] | 134.3282 |  | 132.056 | 414.231 | 540.7636 | 673.6005 | 830.4781 | 1027.9602 | 1246.6262 | 1483.7759 | 1774.0609
| Q.03 | Gas reserves | [45 empty] | 296.542 |  | 449.1921 | 507.0926 | 548.561 | 586.5732 | 641.5416 | 680.5419 | 722.9297 | 769.0713 | 803.223
|  | Natural gas | [45 empty] | 430.8702 |  | 581.2481 | 921.3236 | 1089.3246 | 1260.1738 | 1472.0196 | 1708.502 | 1969.556 | 2252.8472 | 2577.2839
|  | Total Primary Supply | [45 empty] | 5547.1981 |  | 6941.9889 | 9371.1432 | 12624.1977 | 16604.348 | 21682.9043 | 26663.5253 | 31993.4511 | 37112.0996 | 42880.1272
[58 empty] | 25.8314 |  | 2
|  | Do-nothing Scenario | [45 empty] | 5547.1981 |  | 6941.9889 | 9371.1432 | 12624.1977 | 16604.348 | 21682.9043 | 26663.5253 | 31993.4511 | 37112.0996 | 42880.1272
[50 empty] | 22.72% | 44.96% | 49.64% | 53.45% | 56.42% | 60.17% | 63.29% | 65.86%
Conversion losses, distribution, and own use
| X.01 | Conversion losses | [45 empty] | 1204.9135 |  | 1579.2388 | 2180.4338 | 3079.5412 | 4249.7259 | 5898.4068 | 7362.2891 | 9098.9041 | 10674.1717 | 12459.0368
| X.02 | Distribution losses and own use | [45 empty] | 403.4139 |  | 494.5728 | 685.9003 | 901.2883 | 1159.3895 | 1496.1719 | 1804.9353 | 2110.8436 | 2422.0113 | 2785.8291
|  | Supply net of losses | [45 empty] | 3938.8707 |  | 4868.1773 | 6504.8091 | 8643.3681 | 11195.2326 | 14288.3256 | 17496.3009 | 20783.7033 | 24015.9167 | 27635.2614
Net Consumption of Hydrocarbons excluding bio energy
| V.03 | Solid hydrocarbons | [45 empty] | 3253.4798 |  | 4179.699 | 5410.0088 | 7545.5212 | 10199.9024 | 13706.0819 | 16912.5148 | 20451.6615 | 23597.2169 | 27124.9885
| V.04 | Liquid hydrocarbons | [45 empty] | 1524.0886 |  | 1777.8549 | 2409.1371 | 3252.2378 | 4275.0292 | 5484.9805 | 6879.5874 | 8283.0826 | 9862.4903 | 11664.5915
| V.05 | Gaseous hydrocarbons | [45 empty] | 383.8475 |  | 515.7389 | 812.497 | 959.625 | 1109.2298 | 1294.4838 | 1500.486 | 1727.8639 | 1974.5881 | 2257.1007
| Energy Security Tables | [46 empty] | 2007 |  | 2012 | 2017 | 2022 | 2027 | 2032 | 2037 | 2042 | 2047 | 2052
|  | Coal Imports | [45 empty] | 13.51% |  | 16.31% | 29.56% | 45.69% | 58.13% | 68.98% | 74.79% | 82.54% | 87.3% | 90.7%
|  | Oil Imports | [45 empty] | 75.76% |  | 76.71% | 81.34% | 88.29% | 91.13% | 93.11% | 94.52% | 95.46% | 96.18% | 96.76% |  | 0.27419
|  | Gas Imports | [45 empty] | 35% |  | 22.72% | 44.96% | 49.64% | 53.45% | 56.42% | 60.17% | 63.29% | 65.86% | 68.83%
|  | Overall | [45 empty] | 30.63% |  | 30.51% | 40.85% | 52.45% | 61.49% | 69.55% | 74.65% | 80.58% | 84.54% | 87.58%
Supply / demand not accounted for
| C.01 | Coal indigenous production | [45 empty] | 0 |  | 0 | 0 | 0 | 0 | 0 | 0 | 0 | 0 | 0
| C.02 | Oil and petroleum products | [45 empty] | 0 |  | 0 | 0 | 0 | 0 | 0 | 0 | 0 | 5.6843e-13 | -7.9581e-13
| C.03 | Natural gas | [45 empty] | 0 |  | 0 | 0 | 0 | 0 | 0 | 0 | 0 | 0 | 0
| V.03 | Solid hydrocarbons | [45 empty] | 0 |  | 0 | 0 | 0 | 0 | 0 | 0 | 0 | 0 | 0
| V.04 | Liquid hydrocarbons | [45 empty] | 0 |  | 0 | 0 | 0 | 0 | 0 | 0 | 0 | 0 | 0
| V.05 | Gaseous hydrocarbons | [45 empty] | 0 |  | 0 | 0 | 0 | 0 | 0 | 0 | 0 | 0 | 0
| V.06 | Solid Biomass Hydrocarbons | [45 empty] | 0 |  | 0 | 0 | 0 | 0 | 0 | 0 | 0 | 0 | 0
| V.08 | Edible biomass | [45 empty] | 0 |  | 0 | 0 | 0 | 0 | 0 | 0 | 0 | 0 | 0
| V.07 | Gaseous Biomass Hydrocarbons | [45 empty] | 0 |  | 0 | 0 | 0 | 0 | 0 | 0 | 0 | 0 | 0
| V.09 | Dry biomass and waste | [45 empty] | 0 |  | 0 | 0 | 0 | 0 | 0 | 0 | 0 | 0 | 0
| V.10 | Wet biomass and waste | [45 empty] | 0 |  | 0 | 0 | 0 | 0 | 0 | 0 | 0 | 0 | 1.7764e-15
| V.11 | Off Grid Renewables | [45 empty] | 0 |  | 0 | 0 | 0 | 0 | 0 | 0 | 0 | 0 | 0
| V.12 | H2 | [45 empty] | 0 |  | 0 | 0 | 0 | 0 | 0 | 0 | 0 | 0 | 0
| V.13 | Energy crops (second generation) | [45 empty] | 0 |  | 0 | 0 | 0 | 0 | 0 | 0 | 0 | 0 | 0
|  | Total unnaccounted supply / demand | [45 empty] | 0 |  | 0 | 0 | 0 | 0 | 0 | 0 | 0 | 5.6843e-13 | -7.9403e-13
|  | Supply, Demand, and Unaccounted supply | [45 empty] | 9.0949e-13 |  | 0 | 0 | -1.819e-12 | 1.819e-12 | -1.819e-12 | 0 | 0 | 4.2064e-12 | -7.9403e-13
Electricity grid (net of distribution losses)
| V.01 | Electricity (delivered to end user) | [45 empty] | -595.6868 |  | -792.1907 | -1134.1255 | -1624.4019 | -2266.0212 | -3156.4965 | -3956.5806 | -4911.7645 | -5751.8953 | -6698.5687 | REFERENCED
| V.02 | Electricity (supplied to grid) | [45 empty] | 595.6868 |  | 792.1907 | 1134.1255 | 1624.4019 | 2266.0212 | 3156.4965 | 3956.5806 | 4911.7645 | 5751.8953 | 6698.5687
|  | Total electricity grid | [45 empty] | 0 |  | 0 | 0 | 0 | 0 | 0 | 0 | 0 | 0 | 0
| V.02 | Losses | [45 empty] | -195.0829 |  | -232.503 | -310.6572 | -419.8995 | -551.7122 | -726.4151 | -862.8754 | -978.3476 | -1091.0371 | -1230.4205
|  | Demand (for charting) | [45 empty] | 790.7697 |  | 1024.6938 | 1444.7826 | 2044.3014 | 2817.7334 | 3882.9115 | 4819.456 | 5890.1122 | 6842.9324 | 7928.9892
|  | Dummy for charting | [45 empty] | 790.7697 |  | 1030.1577 | 1444.7826 | 2044.3014 | 2817.7334 | 3882.9115 | 4819.456 | 5890.1122 | 6842.9324 | 7928.9892
| Z.01 | Unallocated | [45 empty] | 0 |  | 0 | 0 | 0 | 0 | 0 | 0 | 0 | 0 | 0
|  | Net balance (should be zero!) | [45 empty] | 9.0949e-13 |  | 0 | 0 | -1.819e-12 | 1.819e-12 | -1.819e-12 | 0 | 0 | 4.2064e-12 | -7.9403e-13
Electricity Generation
| V.02 | TWh/year | [45 empty] | 2007 |  | 2012 | 2017 | 2022 | 2027 | 2032 | 2037 | 2042 | 2047 | 2052
| I.a | Gas Power Stations | [28 empty] | 221.2 | 214.6 | 221.2 | 226.3 | 241.6 | 248.5 | 250.7 | 258.7 | 262.6 | 264.2 | 267.6 | 276.5 | 279.3 | 250.1 | 263.1 | Dukes 5.6 sum of generation - used on works for coal, oil gas and renewables |  | 64.0088 |  | 96.5961 | 109.8605 | 109.8605 | 109.8605 | 109.8605 | 109.8605 | 109.8605 | 109.8605 | 109.8605
| I.b | Coal power stations | [45 empty] | 489.6898 |  | 710.8629 | 987.4332 | 936.057 | 857.505 | 774.0835 | 711.698 | 631.6617 | 563.1205 | 336.9433
| I.c | Carbon Capture Storage (CCS) | [45 empty] | 0 |  | 0 | 0 | 0 | 0 | 2.5772 | 6.1362 | 14.3587 | 19.5131 | 27.2447
| I.d | Electricity Balancing Requirement | [28 empty] | 221.2 | 214.6 | 221.2 | 226.3 | 241.6 | 248.5 | 250.7 | 258.7 | 262.6 | 264.2 | 267.6 | 276.5 | 279.3 | 250.1 | 263.1 | Sum of above | 0 | 57.2532 |  | 0 | 15.5621 | 614.2986 | 1405.4268 | 2482.3021 | 3425.6911 | 4535.8405 | 5546.2791 | 6862.5786
|  | Fossil Fuel Based Electricity | [45 empty] | 610.9518 |  | 807.459 | 1112.8559 | 1660.2161 | 2372.7924 | 3368.8234 | 4253.3858 | 5291.7214 | 6238.7732 | 7336.6272
| II | Nuclear power | [45 empty] | 28.3317 |  | 32.8199 | 69.9877 | 67.7436 | 67.7436 | 66.3411 | 63.2555 | 61.7126 | 58.627 | 58.627
| III | Hydro Power Generation | [28 empty] | 85.8 | 89.3 | 90.6 | 87.7 | 78.3 | 83 | 81.1 | 81.9 | 73.7 | 75.2 | 69.2 | 57.2 | 47.7 | 62.8 | 56.5 | Dukes 5.6 Nuclear generation - used on works |  | 121.4968 |  | 143.7624 | 171.8136 | 171.8136 | 171.8136 | 171.8136 | 171.8136 | 171.8136 | 171.8136 | 171.8136
|  | Hydro and Nuclear | [45 empty] | 149.8285 |  | 176.5823 | 241.8013 | 239.5572 | 239.5572 | 238.1547 | 235.0691 | 233.5262 | 230.4406 | 230.4406
| IV.a | Solar PV | [38 empty] | 3.6 | 4.5 | 5.8 | 7.6 | 7.1 | Dukes 7.4 Generation Onshore wind |  | 0 |  | 1.5673 | 8.2727 | 18.5584 | 32.7923 | 47.8234 | 60.993 | 69.1199 | 68.1118 | 59.6088
| IV.b | Solar CSP | [38 empty] | 0.7 | 0.8 | 1.3 | 1.7 | 3 | Dukes 7.4 Generation Offshore wind |  | 0 |  | 0 | 2.5246 | 8.5731 | 15.6385 | 25.7194 | 33.7842 | 37.8165 | 35.2919 | 29.2434
| IV.c.1 | Onshore Wind | [28 empty] | 2.8 | 3.3 | 4.2 | 4.4 | 4.3 | 3.2 | 3.9 | 2.6 | 3.9 | 3.8 | 3.7 | 4.1 | 4.2 | 4.3 | 2.7 | Dukes 5.6 Hydro - natural flow generation - used on works |  | 12.4372 |  | 18.7222 | 36.6049 | 58.5199 | 81.3115 | 110.8967 | 129.1406 | 139.8615 | 148.2769 | 148.8028
| IV.c.2 | Offshore Wind | [45 empty] | 0 |  | 0 | 0 | 1.4464 | 3.0243 | 4.6021 | 7.8456 | 11.1766 | 12.886 | 13.149
| IV.d | Small Hydro | [45 empty] | 7.0138 |  | 12.0815 | 17.604 | 23.9375 | 27.7507 | 31.6516 | 33.6239 | 33.9023 | 34.7907 | 35.3824
| V.a | Biomass Based Electricity& Biogas | [45 empty] | 9.5384 |  | 9.7454 | 11.1191 | 12.4928 | 13.8665 | 15.2402 | 16.6139 | 17.9876 | 19.3613 | 20.735
| VI.a | Waste to Electricity | [45 empty] | 0 |  | 0 | 0 | 0 | 0 | 0 | 0 | 0 | 0 | 0
|  | Renewable Based Electricity | [45 empty] | 28.9894 |  | 42.1164 | 76.1254 | 123.5281 | 174.3838 | 235.9335 | 282.0011 | 309.8645 | 318.7187 | 306.9214
| VII.a | Electricity imports | [38 empty] | 7.9 | 9.4 | 11.3 | 13.6 | 12.9 | Sum of above |  | 1 |  | 4 | 14 | 21 | 31 | 40 | 49 | 55 | 55 | 55
|  | Total generation supplied to grid | [38 empty] | 352.2 | 348.4 | 349.3 | 329.3 | 335.1 | Sum of above |  | 790.7697 |  | 1030.1577 | 1444.7826 | 2044.3014 | 2817.7334 | 3882.9115 | 4819.456 | 5890.1122 | 6842.9324 | 7928.9892 |  | 9159.4097
|  | Share of Renewables | [45 empty] | 3.666% |  | 4.088% | 5.269% | 6.043% | 6.189% | 6.076% | 5.851% | 5.261% | 4.658% | 3.871%
|  | Electricity exports | [44 empty] | 0 | 0 |  | -5.464 | 4.5475e-13 | 2.2737e-13 | -4.5475e-13 | -4.5475e-13 | 0 | 9.0949e-13 | 9.0949e-13 | 9.0949e-13 | REFERENCED
|  | Electricity used in India, before losses | [44 empty] | 0 | 790.7697 |  | 1024.6938 | 1444.7826 | 2044.3014 | 2817.7334 | 3882.9115 | 4819.456 | 5890.1122 | 6842.9324 | 7928.9892
|  | GW installed capacity | [45 empty] | 2007 |  | 2012 | 2017 | 2022 | 2027 | 2032 | 2037 | 2042 | 2047 | 2052
| I.a | Gas Power Stations | [38 empty] | 63.6 | 63.6 | 63.7 | 64.5 | 69.3 | Dukes 5.7 Conventional steam stations + Combined cycle gas turbine stations |  | 0 |  | 18.381 | 20.919 | 20.919 | 20.919 | 20.919 | 20.919 | 20.919 | 20.919 | 20.919
| I.b | Coal power stations | [43 empty] | no bio in Dukes |  | 82 |  | 125.0233 | 175.2914 | 165.9236 | 152.3836 | 137.6836 | 124.9261 | 109.5351 | 98.0501 | 60.1511
| I.c | Carbon Capture Storage (CCS) | [45 empty] | 0 |  | 0 | 0 | 0 | 0 | 1 | 2 | 5 | 7 | 10
| I.d | Electricity Balancing Requirement | [45 empty] | 11.5064 |  | 0 | 2.6629 | 91.9766 | 210.4292 | 371.6657 | 512.9158 | 679.1342 | 830.4234 | 1027.5079
| II | Nuclear power | [45 empty] | 4.04 |  | 4.68 | 9.98 | 9.66 | 9.66 | 9.46 | 9.02 | 8.8 | 8.36 | 8.36
| III | Hydro Power Generation | [38 empty] | 11 | 11 | 11 | 10.9 | 10.9 | Dukes 5.7 Nuclear stations |  | 34.65 |  | 41 | 49 | 49 | 49 | 49 | 49 | 49 | 49 | 49
| IV.a | Solar PV | [43 empty] | Wind not split in Dukes |  | 0 |  | 0.941 | 4.941 | 10.941 | 18.941 | 26.941 | 33.941 | 38 | 37 | 32
| IV.b | Solar CSP | [45 empty] | 0 |  | 0 | 1 | 3 | 5 | 7.5 | 9.5 | 10.5 | 9.5 | 7.5
| IV.c.1 | Onshore Wind | [38 empty] | 1.4 | 1.4 | 1.5 | 1.5 | 1.5 | Dukes 5.7 Hydro-electric stations: Natural flow |  | 7.094 |  | 10.353 | 18.853 | 28.853 | 38.853 | 51.353 | 56.759 | 58.5 | 60 | 58
| IV.c.2 | Offshore Wind | [45 empty] | 0 |  | 0 | 0 | 0.5 | 1 | 1.5 | 2.5 | 3.5 | 4 | 4
| IV.d | Small Hydro | [45 empty] | 1.9756 |  | 3.3856 | 4.8856 | 6.5856 | 7.5856 | 8.5856 | 9.0856 | 8.96 | 9.0406 | 9.0406
| V.a | Biomass | [45 empty] | 1.0101 |  | 1.3897 | 1.5855 | 1.7814 | 1.9773 | 2.1732 | 2.3691 | 2.565 | 2.7609 | 2.9567
| VI.a | Waste to Electricity | [43 empty] | Other renewables not split in Dukes |  | 0 |  | 0 | 0 | 0 | 0 | 0 | 0 | 0 | 0 | 0
[48 empty] | 0 |  | 0 | 0 | 0 | 0 | 0 | 0 | 0 | 0 | 0
| VII.c | Standby / peaking gas | [45 empty] | 0 |  | 0 | 0 | 0 | 0 | 0 | 0 | 0 | 0 | 0
|  | Total generation | [38 empty] | 74.996 | 75.9786 | 76.7824 | 77.6753 | 83.1968 |  |  | 142.2762 |  | 186.7726 | 268.1995 | 368.2213 | 494.8298 | 666.8621 | 812.0166 | 973.4943 | 1115.135 | 1268.5164
Emissions
Emissions as % of base year, adjusted so that 2007 matches actuals
|  | IPCC Sector |  | 2007 Actuals, GHG Inv. | [43 empty] | 2007 |  | 2012 | 2017 | 2022 | 2027 | 2032 | 2037 | 2042 | 2047 | 2052
| 1A | Fuel Combustion
| 1B | Fugitive Emissions from Fuels
| 1 | Fuel Combustion | [22 empty] | 78.07% | 79.3% | 77.23% | 75.22% | 73.58% | 72.62% | 75.18% | 72.02% | 72.25% | 70.81% | 71.66% | 73.28% | 71.15% | 71.93% | 72.05% | 71.43% | 71.22% | 70.04% | 68.49% | 62.45% | 64.59% | Calculated from below
| 2 | Industrial Processes | [22 empty] | 6.934% | 6.72% | 6.031% | 5.607% | 5.917% | 5.947% | 6.173% | 6.468% | 6.269% | 4.148% | 4.057% | 3.854% | 3.608% | 3.845% | 3.879% | 3.921% | 3.833% | 4.049% | 3.945% | 3.263% | 3.434% | Calculated from below
| 3 | Solvent and Other Product Use | [22 empty] | 0% | 0% | 0% | 0% | 0% | 0% | 0% | 0% | 0% | 0% | 0% | 0% | 0% | 0% | 0% | 0% | 0% | 0% | 0% | 0% | 0% | Calculated from below
| 4 | Agriculture | [22 empty] | 7.364% | 7.331% | 7.308% | 7.216% | 7.233% | 7.18% | 7.228% | 7.197% | 7.116% | 7.029% | 6.774% | 6.415% | 6.413% | 6.358% | 6.392% | 6.429% | 6.22% | 6.038% | 5.954% | 5.866% | 5.917% | Calculated from below
| 5 | Land Use, Land-Use Change and Forestry | [22 empty] | 0.4985% | 0.4954% | 0.4281% | 0.2851% | 0.263% | 0.3157% | 0.2793% | 0.2459% | 0.1589% | 0.136% | 0.04831% | -0.01462% | -0.1197% | -0.1648% | -0.302% | -0.3771% | -0.3966% | -0.4461% | -0.4972% | -0.5389% | -0.4921% | Calculated from below
| 6 | Waste | [22 empty] | 5.892% | 5.776% | 5.609% | 5.43% | 5.273% | 5.133% | 5% | 4.603% | 4.342% | 3.993% | 3.768% | 3.33% | 3.062% | 2.697% | 2.502% | 2.438% | 2.387% | 2.34% | 2.268% | 2.202% | 2.127% | Calculated from below
| 7 | Other | [22 empty] | 0% | 0% | 0% | 0% | 0% | 0% | 0% | 0% | 0% | 0% | 0% | 0% | 0% | 0% | 0% | 0% | 0% | 0% | 0% | 0% | 0% | Calculated from below
| X1 | International Aviation and Shipping | [22 empty] | 3.174% | 3.14% | 3.37% | 3.508% | 3.499% | 3.685% | 3.96% | 4.235% | 4.626% | 4.547% | 4.815% | 4.741% | 4.47% | 4.695% | 5.176% | 5.583% | 5.948% | 5.867% | 5.903% | 5.6% | 5.242% | Calculated from below
| X2 | Bioenergy credit | [22 empty] | 0 | 0 | 0 | 0 | 0 | 0 | 0 | 0 | 0 | 0 | 0 | 0 | 0 | 0 | 0 | 0 | 0 | 0 | 0 | 0 | 0 | Calculated from below
| X3 | Carbon capture | [22 empty] | 0 | 0 | 0 | 0 | 0 | 0 | 0 | 0 | 0 | 0 | 0 | 0 | 0 | 0 | 0 | 0 | 0 | 0 | 0 | 0 | 0 | Calculated from below
|  | Total | [22 empty] | 101.9% | 102.8% | 99.98% | 97.27% | 95.76% | 94.88% | 97.82% | 94.77% | 94.76% | 90.67% | 91.12% | 91.6% | 88.59% | 89.36% | 89.7% | 89.43% | 89.22% | 87.89% | 86.06% | 78.84% | 80.82% | Calculated from below
Excluding international bunkers
Adjustment factor:
| Emissions by sector |  |  | Sector | [43 empty] | 2007 |  | 2012 | 2017 | 2022 | 2027 | 2032 | 2037 | 2042 | 2047 | 2052
| I |  |  | Hydrocarbon fuel power generation | [43 empty] | 595.0662 |  | 784.1693 | 1077.3495 | 1588.2702 | 2251.6991 | 3180.5599 | 4005.6499 | 4971.7137 | 5854.0817 | 6857.2397
| II |  |  | Nuclear power generation | [43 empty] | 0 |  | 0 | 0 | 0 | 0 | 0 | 0 | 0 | 0 | 0
| III |  |  | Hydro Electric Power Generation | [43 empty] | 0 |  | 0 | 0 | 0 | 0 | 0 | 0 | 0 | 0 | 0
| IV |  |  | National renewable power generation | [43 empty] | 0 |  | 0 | 0 | 0 | 0 | 0 | 0 | 0 | 0 | 0
| V |  |  | Bioenergy | [43 empty] | -313.8937 |  | -317.7449 | -316.4994 | -315.4661 | -314.6889 | -314.2324 | -313.9948 | -312.9239 | -312.1118 | -311.8493
| VI |  |  | Waste | [43 empty] | 0 |  | 0 | 0 | 0 | 0 | 0 | 0 | 0 | 0 | 0
| VII |  |  | Electricity distribution, storage, and balancing | [43 empty] | 0 |  | 0 | 0 | 0 | 0 | 0 | 0 | 0 | 0 | 0
| IX |  |  | Buildings | [43 empty] | 0 |  | 0 | 0 | 0 | 0 | 0 | 0 | 0 | 0 | 0
| X |  |  | Lighting and appliances | [43 empty] | 1.994 |  | 1.833 | 1.5594 | 1.2521 | 0.8996 | 0.51207 | 0.41077 | 0.2896 | 0.15321 | 0
| XI |  |  | Industry | [43 empty] | 658.6278 |  | 982.2829 | 1349.3894 | 1929.0189 | 2590.0594 | 3324.2857 | 4109.8305 | 4854.8044 | 5532.528 | 6218.3944
| XII |  |  | Transport | [43 empty] | 221.706 |  | 221.706 | 332.7234 | 482.0977 | 665.9782 | 892.1918 | 1159.1376 | 1412.0432 | 1690.8392 | 2002.9666
| XIII |  |  | Cooking | [43 empty] | 10.7045 |  | 16.2609 | 24.2395 | 35.9335 | 52.7514 | 195.3974 | 103.0792 | 137.8063 | 184.2336 | 246.3033
| XIV |  |  | Agriculture | [43 empty] | 20.879 |  | 27.036 | 37.2107 | 50.9955 | 68.1865 | 85.7049 | 91.5871 | 98.6988 | 103.8192 | 109.5639
| XV |  |  | Fossil fuel production | [43 empty] | 0 |  | 0 | 0 | 0 | 0 | 0 | 0 | 0 | 0 | 0
| XVI |  |  | Telecom | [43 empty] | 3.0727 |  | 10.2423 | 11.969 | 14.3061 | 18.615 | 21.9403 | 23.4752 | 26.3751 | 33.3593 | 47.3208
| XVII |  |  | Transfer | [43 empty] | 0 |  | 0 | 0 | 0 | 0 | 0 | 0 | 0 | 0 | 0
|  |  |  | Total | [43 empty] | 1198.1565 |  | 1725.7855 | 2517.9416 | 3786.4078 | 5333.5002 | 7386.3598 | 9179.1755 | 11188.8072 | 13086.9025 | 15169.9395
|  |  |  | Emissions in the time period (up to and including year above) | [45 empty] | 8349.7225 | 11005.3956 | 16395.1065 | 23573.3161 | 32826.0798 | 42310.2462 | 51924.7726 | 61638.3218 | 71683.6233 | REFERENCED - All costs
| Modelled emissions |  |  | Cumulative emissions | [45 empty] | 8349.7225 | 19355.1182 | 35750.2247 | 59323.5408 | 92149.6206 | 134459.8668 | 186384.6394 | 248022.9612 | 319706.5845
|  | IPCC Sector |  | Actuals, GHG Inv. | [20 empty] | 1990 | 1991 | 1992 | 1993 | 1994 | 1995 | 1996 | 1997 | 1998 | 1999 | 2000 | 2001 | 2002 | 2003 | 2004 | 2005 | 2006 | 2007 | 2008 | 2009 | 2010 | [12 empty] | Mt CO2e
| 1A | Fuel Combustion | [22 empty] | 574.321 | 584.0744 | 567.7756 | 553.3375 | 546.2327 | 536.0203 | 556.6264 | 534.7489 | 538.7547 | 530.6657 | 539.0005 | 552.1914 | 536.2169 | 545.6418 | 546.9153 | 542.8024 | 542.6567 | 534.0257 | 522.9479 | 475.6018 | 492.7503 | UNFCCC Inventory Submissions 2012 [GBR-2012-2010-v1.2.xls] Summary2 'SUMMARY REPORT FOR CO2 EQUIVALENT EMISSIONS' - http://unfccc.int/national_reports/annex_i_ghg_inventories/national_inventories_submissions/items/6598.php |  | 1179.6636 |  | 1542.1466 | 2147.7772 | 3123.0584 | 4334.5444 | 6022.4992 | 7426.7603 | 9076.9973 | 10640.0518 | 12381.6493
| 1B | Fugitive Emissions from Fuels | [22 empty] | 35.2834 | 35.183 | 35.2898 | 34.031 | 28.3248 | 31.0424 | 30.4733 | 27.6202 | 25.3974 | 22.3083 | 20.537 | 20.0197 | 19.4048 | 16.0785 | 15.7369 | 14.9923 | 13.5109 | 12.9297 | 11.8792 | 12.0401 | 11.6464 | UNFCCC Inventory Submissions 2012 [GBR-2012-2010-v1.2.xls] Summary2 'SUMMARY REPORT FOR CO2 EQUIVALENT EMISSIONS' - http://unfccc.int/national_reports/annex_i_ghg_inventories/national_inventories_submissions/items/6598.php |  | 0 |  | 0 | 0 | 0 | 0 | 0 | 0 | 0 | 0 | 0
| 1 | Fuel Combustion | [22 empty] | 609.6043 | 619.2574 | 603.0655 | 587.3686 | 574.5575 | 567.0627 | 587.0997 | 562.3691 | 564.1522 | 552.9739 | 559.5375 | 572.2111 | 555.6217 | 561.7204 | 562.6521 | 557.7947 | 556.1676 | 546.9555 | 534.8271 | 487.6419 | 504.3967 | UNFCCC Inventory Submissions 2012 [GBR-2012-2010-v1.2.xls] Summary2 'SUMMARY REPORT FOR CO2 EQUIVALENT EMISSIONS' - http://unfccc.int/national_reports/annex_i_ghg_inventories/national_inventories_submissions/items/6598.php |  | 1179.6636 |  | 1542.1466 | 2147.7772 | 3123.0584 | 4334.5444 | 6022.4992 | 7426.7603 | 9076.9973 | 10640.0518 | 12381.6493
| 2 | Industrial Processes | [22 empty] | 54.1486 | 52.476 | 47.0936 | 43.7833 | 46.2005 | 46.4381 | 48.2063 | 50.5097 | 48.9556 | 32.3943 | 31.677 | 30.0928 | 28.1772 | 30.0267 | 30.292 | 30.6192 | 29.9275 | 31.6166 | 30.8019 | 25.4785 | 26.8115 | UNFCCC Inventory Submissions 2012 [GBR-2012-2010-v1.2.xls] Summary2 'SUMMARY REPORT FOR CO2 EQUIVALENT EMISSIONS' - http://unfccc.int/national_reports/annex_i_ghg_inventories/national_inventories_submissions/items/6598.php |  | 0 |  | 0 | 0 | 0 | 0 | 0 | 0 | 0 | 0 | 0
| 3 | Solvent and Other Product Use | [22 empty] | NE,NO | NE,NO | NE,NO | NE,NO | NE,NO | NE,NO | NE,NO | NE,NO | NE,NO | NE,NO | NE,NO | NE,NO | NE,NO | NE,NO | NE,NO | NE,NO | NE,NO | NE,NO | NE,NO | NE,NO | NE,NO | UNFCCC Inventory Submissions 2012 [GBR-2012-2010-v1.2.xls] Summary2 'SUMMARY REPORT FOR CO2 EQUIVALENT EMISSIONS' - http://unfccc.int/national_reports/annex_i_ghg_inventories/national_inventories_submissions/items/6598.php |  | 0 |  | 0 | 0 | 0 | 0 | 0 | 0 | 0 | 0 | 0
| 4 | Agriculture | [22 empty] | 57.5015 | 57.2464 | 57.0647 | 56.3498 | 56.4826 | 56.063 | 56.4387 | 56.1999 | 55.5638 | 54.8901 | 52.8933 | 50.0945 | 50.079 | 49.6465 | 49.9126 | 50.2049 | 48.5735 | 47.1454 | 46.4907 | 45.8083 | 46.2014 | UNFCCC Inventory Submissions 2012 [GBR-2012-2010-v1.2.xls] Summary2 'SUMMARY REPORT FOR CO2 EQUIVALENT EMISSIONS' - http://unfccc.int/national_reports/annex_i_ghg_inventories/national_inventories_submissions/items/6598.php |  | 0 |  | 0 | 0 | 0 | 0 | 0 | 0 | 0 | 0 | 0
| 5 | Land Use, Land-Use Change and Forestry | [22 empty] | 3.893 | 3.8686 | 3.3433 | 2.2266 | 2.0533 | 2.4655 | 2.1813 | 1.9201 | 1.2406 | 1.062 | 0.37726 | -0.11419 | -0.93459 | -1.2868 | -2.3579 | -2.9449 | -3.0969 | -3.4836 | -3.8824 | -4.2078 | -3.8424 | UNFCCC Inventory Submissions 2012 [GBR-2012-2010-v1.2.xls] Summary2 'SUMMARY REPORT FOR CO2 EQUIVALENT EMISSIONS' - http://unfccc.int/national_reports/annex_i_ghg_inventories/national_inventories_submissions/items/6598.php |  | 0 |  | 0 | 0 | 0 | 0 | 0 | 0 | 0 | 0 | 0
| 6 | Waste | [22 empty] | 46.0054 | 45.1063 | 43.8023 | 42.3989 | 41.1755 | 40.0807 | 39.0452 | 35.9462 | 33.9039 | 31.177 | 29.4224 | 26.0008 | 23.9141 | 21.0585 | 19.5385 | 19.0371 | 18.6409 | 18.2716 | 17.7121 | 17.1984 | 16.612 | UNFCCC Inventory Submissions 2012 [GBR-2012-2010-v1.2.xls] Summary2 'SUMMARY REPORT FOR CO2 EQUIVALENT EMISSIONS' - http://unfccc.int/national_reports/annex_i_ghg_inventories/national_inventories_submissions/items/6598.php |  | 0 |  | 0 | 0 | 0 | 0 | 0 | 0 | 0 | 0 | 0
| 7 | Other | [43 empty] | UNFCCC Inventory Submissions 2012 [GBR-2012-2010-v1.2.xls] Summary2 'SUMMARY REPORT FOR CO2 EQUIVALENT EMISSIONS' - http://unfccc.int/national_reports/annex_i_ghg_inventories/national_inventories_submissions/items/6598.php |  | 0 |  | 0 | 0 | 0 | 0 | 0 | 0 | 0 | 0 | 0 | bar: 1990 to 2010
| X1 | International Aviation and Shipping | [22 empty] | 0 | 0 | 0 | 0 | 0 | 0 | 0 | 0 | 0 | 0 | 0 | 0 | 0 | 0 | 0 | 0 | 0 |  |  |  |  | Calculation |  | 0 |  | 0 | 0 | 0 | 0 | 0 | 0 | 0 | 0 | 0
| X2 | Bioenergy credit | [22 empty] | 0 | 0 | 0 | 0 | 0 | 0 | 0 | 0 | 0 | 0 | 0 | 0 | 0 | 0 | 0 | 0 | 0 | 0 | 0 | 0 | 0 | UNFCCC Inventory Submissions 2012 [GBR-2012-2010-v1.2.xls] Summary2 'SUMMARY REPORT FOR CO2 EQUIVALENT EMISSIONS' - http://unfccc.int/national_reports/annex_i_ghg_inventories/national_inventories_submissions/items/6598.php |  | 0 |  | 0 | 0 | 0 | 0 | 0 | 0 | 0 | 0 | 0
| X3 | Carbon capture | [22 empty] | 0 | 0 | 0 | 0 | 0 | 0 | 0 | 0 | 0 | 0 | 0 | 0 | 0 | 0 | 0 | 0 | 0 | 0 | 0 | 0 | 0 | UNFCCC Inventory Submissions 2012 [GBR-2012-2010-v1.2.xls] Summary2 'SUMMARY REPORT FOR CO2 EQUIVALENT EMISSIONS' - http://unfccc.int/national_reports/annex_i_ghg_inventories/national_inventories_submissions/items/6598.php |  | 0 |  | 0 | 0 | 0 | 0 | -5.9902 | -11.9804 | -29.0435 | -40.6609 | -56.3785
|  | Total | [22 empty] | 795.9357 | 802.4755 | 780.6853 | 759.5204 | 747.7894 | 740.8889 | 763.8907 | 740.0139 | 739.9402 | 708.0014 | 711.5094 | 715.3043 | 691.7661 | 697.8282 | 700.4522 | 698.3081 | 696.6613 | [6 empty] | 1179.6636 |  | 1542.1466 | 2147.7772 | 3123.0584 | 4334.5444 | 6016.509 | 7414.7799 | 9047.9538 | 10599.391 | 12325.2707 | REFERENCED - All costs
Bio-energy - Production and Use
Production
| Domestic | [46 empty] | 2007 |  | 2012 | 2017 | 2022 | 2027 | 2032 | 2037 | 2042 | 2047 | 2052
| V.a | V.03 | Solid hydrocarbons | [29 empty] | 11.2811 | 11.5129 | 9.983 | 10.7253 | 11.7832 | 11.9234 | 8.2293 | 13.5652 | 13.108 | 14.1104 | 15.681 | 18.7866 | 19.9599 | DUKES - Commodity balances, production of wood waste, wood, poultry litter, meal and bone, and farm waste, and straw, SRC, and other plant-based biomass
| V.a | V.04 | Liquid hydrocarbons | [29 empty] | 0 | 0 | 0 | 0 | 0 | 0 | 0 | 0.093136 | 2.6918 | 4.5999 | 3.5167 | 2.6292 | 3.539 | DUKES - Commodity balances, production of liquid biofuels
| V.a | V.05 | Gaseous hydrocarbons | [29 empty] | 4.6799 | 6.6524 | 8.503 | 9.7206 | 10.3751 | 12.6546 | 17.4844 | 18.9159 | 19.2448 | 20.2946 | 20.9126 | 21.9233 | 22.8956 | DUKES - Commodity balances, production of sewage gas and landfill gas |  | 9.1778 |  | 10.3058 | 11.346 | 12.3863 | 13.4265 | 14.4667 | 14.832 | 15.2066 | 15.5905 | 15.9842
Domestic
| V.b | V.03 | Solid hydrocarbons | [29 empty] | 0 | 0 | 0 | 0 | 0 | 1.2843 | 4.6753 | 4.8933 | 5.78 | 4.3985 | 5.0331 | 4.9172 | 8.7566 | DUKES - Commodity balances, imports of wood waste, wood, poultry litter, meal and bone, and farm waste, and straw, SRC, and other plant-based biomass
| V.b | V.04 | Liquid hydrocarbons | [29 empty] | 0 | 0 | 0 | 0 | 0 | 0 | 0 | 0.76808 | 0.62143 | 0.88383 | 6.3622 | 9.4485 | 11.5272 | DUKES - Commodity balances, imports of liquid biofuels |  | 0 |  | 0.13142 | 3.0141 | 6.6403 | 11.1746 | 16.858 | 23.8124 | 32.2828 | 42.4433 | 54.6569
| V.b | V.05 | Gaseous hydrocarbons | [29 empty] | 0 | 0 | 0 | 0 | 0 | 0 | 0 | 0 | 0 | 0 | 0 | 0 | 0 | DUKES - Commodity balances, imports of sewage gas and landfill gas
Domestic
| V.e | V.03 | Solid hydrocarbons | [29 empty] | 11.2811 | 11.5129 | 9.983 | 10.7253 | 11.7832 | 13.2077 | 12.9045 | 18.4585 | 18.888 | 18.5089 | 20.7142 | 23.7039 | 28.7164 | Calculation |  | 937.2336 |  | 948.4098 | 947.5049 | 946.6399 | 945.8151 | 945.0309 | 944.2878 | 939.9735 | 935.1007 | 930.228
| V.e | V.04 | Liquid hydrocarbons | [29 empty] | 0 | 0 | 0 | 0 | 0 | 0 | 0 | 0.86122 | 3.3132 | 5.4837 | 9.879 | 12.0776 | 15.0662 | Calculation
| V.e | V.05 | Gaseous hydrocarbons | [29 empty] | 4.6799 | 6.6524 | 8.503 | 9.7206 | 10.3751 | 12.6546 | 17.4844 | 18.9159 | 19.2448 | 20.2946 | 20.9126 | 21.9233 | 22.8956 | Calculation
Domestic Production from Waste
| VI.a | V.03 | Solid hydrocarbons | [29 empty] | 11.2811 | 11.5129 | 9.983 | 10.7253 | 11.7832 | 13.2077 | 12.9045 | 18.4585 | 18.888 | 18.5089 | 20.7142 | 23.7039 | 28.7164 | Calculation |  | 0 |  | 0 | 0 | 0 | 0 | 0 | 0 | 0 | 0 | 0
| VI.a | V.04 | Liquid hydrocarbons | [29 empty] | 0 | 0 | 0 | 0 | 0 | 0 | 0 | 0.86122 | 3.3132 | 5.4837 | 9.879 | 12.0776 | 15.0662 | Calculation
| VI.a | V.05 | Gaseous hydrocarbons | [29 empty] | 4.6799 | 6.6524 | 8.503 | 9.7206 | 10.3751 | 12.6546 | 17.4844 | 18.9159 | 19.2448 | 20.2946 | 20.9126 | 21.9233 | 22.8956 | Calculation |  | 0 |  | 0 | 0 | 0 | 0 | 0 | 0 | 0 | 0 | 0
Total from Bio Energy and Waste
| V | V.03 | Solid hydrocarbons | [29 empty] | 11.2811 | 11.5129 | 9.983 | 10.7253 | 11.7832 | 13.2077 | 12.9045 | 18.4585 | 18.888 | 18.5089 | 20.7142 | 23.7039 | 28.7164 | Calculation |  | 937.2336 |  | 948.4098 | 947.5049 | 946.6399 | 945.8151 | 945.0309 | 944.2878 | 939.9735 | 935.1007 | 930.228
| V | V.04 | Liquid hydrocarbons | [29 empty] | 0 | 0 | 0 | 0 | 0 | 0 | 0 | 0.86122 | 3.3132 | 5.4837 | 9.879 | 12.0776 | 15.0662 | Calculation |  | 0 |  | 0.13142 | 3.0141 | 6.6403 | 11.1746 | 16.858 | 23.8124 | 32.2828 | 42.4433 | 54.6569
| V | V.05 | Gaseous hydrocarbons | [29 empty] | 4.6799 | 6.6524 | 8.503 | 9.7206 | 10.3751 | 12.6546 | 17.4844 | 18.9159 | 19.2448 | 20.2946 | 20.9126 | 21.9233 | 22.8956 | Calculation |  | 9.1778 |  | 10.3058 | 11.346 | 12.3863 | 13.4265 | 14.4667 | 14.832 | 15.2066 | 15.5905 | 15.9842
Primary supply, format for web-based interface
| N.01 | Nuclear fission | 0 | 0 | [42 empty] | 0 | 80.9477 |  | 93.7712 | 199.965 | 193.5533 | 193.5533 | 189.546 | 180.7299 | 176.3218 | 167.5057 | 167.5057
| R.01 | Solar | 0 | 0 | [42 empty] | 0 | 0 |  | 1.5673 | 10.9115 | 27.2655 | 48.893 | 74.077 | 96.0312 | 108.3126 | 106.2785 | 92.93
| R.02 | Wind | 0 | 0 | [42 empty] | 0 | 12.4372 |  | 18.7222 | 36.6049 | 59.9663 | 84.3358 | 115.4989 | 136.9861 | 151.0382 | 161.1629 | 161.9518
| R.03 | Tidal | 0 | 0 | [42 empty] | 0 | 0 |  | 0 | 0 | 0 | 0 | 0 | 0 | 0 | 0 | 0
| R.04 | Wave | 0 | 0 | [42 empty] | 0 | 0 |  | 0 | 0 | 0 | 0 | 0 | 0 | 0 | 0 | 0
| R.05 | Geothermal | 0 | 0 | [42 empty] | 0 | 0 |  | 0 | 0 | 0 | 0 | 0 | 0 | 0 | 0 | 0
| R.06 | Hydro | 0 | 0 | [42 empty] | 0 | 128.5106 |  | 155.8439 | 189.4176 | 195.7511 | 199.5643 | 203.4652 | 205.4375 | 205.7159 | 206.6043 | 207.196
| Y.02 | Electricity oversupply (imports) | 0 | 0 | [42 empty] | 0 | 1 |  | 0 | 14 | 21 | 31 | 40 | 49 | 55 | 55 | 55
| R.07 | Environmental heat | 0 | 0 | [42 empty] | 0 | 0 |  | 0 | 0 | 0 | 0 | 0 | 0 | 0 | 0 | 0
|  | Bio Energy | 0 | 0 | [42 empty] | 0 | 946.4113 |  | 958.847 | 961.865 | 965.6665 | 970.4161 | 976.3556 | 982.9322 | 987.4628 | 993.1345 | 1000.8692
|  | Coal | 0 | 0 | [42 empty] | 0 | 2316.2462 |  | 3231.2892 | 4462.5039 | 6598.8813 | 9254.0874 | 12761.051 | 15968.227 | 19511.6881 | 22662.1162 | 26194.7605
|  | Oil | 0 | 0 | [42 empty] | 0 | 1630.7748 |  | 1902.1641 | 2574.5516 | 3472.7892 | 4562.3245 | 5850.8911 | 7335.6793 | 8828.3558 | 10507.4503 | 12422.63
|  | Natural gas | 0 | 0 | [42 empty] | 0 | 430.8702 |  | 581.2481 | 921.3236 | 1089.3246 | 1260.1738 | 1472.0196 | 1708.502 | 1969.556 | 2252.8472 | 2577.2839
|  | Total Primary Supply | 0 | 0 | [42 empty] | 0 | 5547.1981 |  | 6941.9889 | 9371.1432 | 12624.1977 | 16604.348 | 21682.9043 | 26663.5253 | 31993.4511 | 37112.0996 | 42880.1272
|  | Imported Hydrocarbons |  | 0 | [42 empty] | 0 | 1764.6477 |  | 2211.9002 | 4041.6393 | 6836.0147 | 10435.368 | 15310.6473 | 20134.3398 | 26010.2595 | 31596.3945 | 37776.9572
[57 empty] | % imported | 88.1%
|  | Primary demand | [44 empty] | 0 | 5547.1981 |  | 6941.9889 | 9371.1432 | 12624.1977 | 16604.348 | 21682.9043 | 26663.5253 | 31993.4511 | 37112.0996 | 42880.1272
Electricity, format for web-based interface
| V.01 | [46 empty] | 2007 |  | 2012 | 2017 | 2022 | 2027 | 2032 | 2037 | 2042 | 2047 | 2052 | TWh
| X.a | Domestic Lighting & Appliances | [45 empty] | 117.7524 |  | 162.8229 | 294.1978 | 488.1202 | 762.1383 | 1157.912 | 1452.2442 | 1803.3634 | 2203.8938 | 2671.8455
| X.b | Commercial Lighting & Appliances | [45 empty] | 69.8186 |  | 69.8185 | 115.3951 | 190.7404 | 315.3108 | 521.2826 | 689.4051 | 911.7499 | 970.1753 | 1032.3445
| XII.a | Domestic passenger transport | [45 empty] | 7.8046 |  | 7.8046 | 9.9812 | 12.6777 | 15.1831 | 17.978 | 20.9964 | 23.918 | 26.47 | 28.24
| XII.b | Domestic freight | [45 empty] | 6.371 |  | 6.371 | 9.4069 | 13.1408 | 17.6101 | 22.8926 | 28.4049 | 30.8764 | 33.4848 | 35.9467
| XIII.a | Domestic Cooking | [45 empty] | 0.3066 |  | 0.40568 | 1.9119 | 3.0737 | 5.9878 | 10.9243 | 14.6052 | 19.2214 | 25.3784 | 29.2477
| XIII.b | Commercial Cooking | [45 empty] | 0 |  | 0 | 0 | 0 | 0 | 0 | 0 | 0 | 0 | 0
| XIV | Agriculture | [45 empty] | 99.549 |  | 135.8436 | 188.775 | 262.3257 | 335.7407 | 428.7781 | 506.9106 | 599.2678 | 658.5675 | 723.7193
| XVI | Telecom | [45 empty] | 2.3668 |  | 7.8894 | 11.3399 | 16.1172 | 21.5684 | 30.5503 | 43.3913 | 61.0882 | 81.7498 | 115.9637
| XV.a | Domestic Gas Production | [45 empty] | 0 |  | 0 | 0 | 0 | 0 | 0 | 0 | 0 | 0 | 0
| XV.b | Domestic Coal Production | [45 empty] | 0 |  | 0 | 0 | 0 | 0 | 0 | 0 | 0 | 0 | 0
| XV.c | Domestic Oil Production
| XVII.a | Fossil Fuel Transfer
| XI | Industry | [45 empty] | 291.7178 |  | 401.235 | 503.1177 | 638.2062 | 792.4819 | 966.1785 | 1200.6228 | 1462.2793 | 1752.1756 | 2061.2613
|  | Total | [45 empty] | 595.6868 |  | 792.1907 | 1134.1255 | 1624.4019 | 2266.0212 | 3156.4965 | 3956.5806 | 4911.7645 | 5751.8953 | 6698.5687
|  | Transport | [45 empty] | 14.1756 |  | 14.1756 | 19.3881 | 25.8185 | 32.7932 | 40.8706 | 49.4013 | 54.7944 | 59.9548 | 64.1866
|  | Industry | [45 empty] | 291.7178 |  | 401.235 | 503.1177 | 638.2062 | 792.4819 | 966.1785 | 1200.6228 | 1462.2793 | 1752.1756 | 2061.2613
|  | Cooking | [45 empty] | 0.3066 |  | 0.40568 | 1.9119 | 3.0737 | 5.9878 | 10.9243 | 14.6052 | 19.2214 | 25.3784 | 29.2477
|  | Lighting & appliances | [45 empty] | 187.5709 |  | 232.6415 | 409.5929 | 678.8605 | 1077.4491 | 1679.1947 | 2141.6493 | 2715.1133 | 3174.0691 | 3704.19
|  | Telecom | [45 empty] | 99.549 |  | 135.8436 | 188.775 | 262.3257 | 335.7407 | 428.7781 | 506.9106 | 599.2678 | 658.5675 | 723.7193
|  | Agriculture | [45 empty] | 2.3668 |  | 7.8894 | 11.3399 | 16.1172 | 21.5684 | 30.5503 | 43.3913 | 61.0882 | 81.7498 | 115.9637
|  | Total | [45 empty] | 595.6868 |  | 792.1907 | 1134.1255 | 1624.4019 | 2266.0212 | 3156.4965 | 3956.5806 | 4911.7645 | 5751.8953 | 6698.5687
Emissions
| I | Hydrocarbon fuel power generation | [45 empty] | 595.0662 |  | 784.1693 | 1077.3495 | 1588.2702 | 2251.6991 | 3180.5599 | 4005.6499 | 4971.7137 | 5854.0817 | 6857.2397
| IX | Buildings | [45 empty] | 0 |  | 0 | 0 | 0 | 0 | 0 | 0 | 0 | 0 | 0
| X | Lighting and appliances | [45 empty] | 1.994 |  | 1.833 | 1.5594 | 1.2521 | 0.8996 | 0.51207 | 0.41077 | 0.2896 | 0.15321 | 0
| XI | Industry | [45 empty] | 658.6278 |  | 982.2829 | 1349.3894 | 1929.0189 | 2590.0594 | 3324.2857 | 4109.8305 | 4854.8044 | 5532.528 | 6218.3944
| XII | Transport | [45 empty] | 221.706 |  | 221.706 | 332.7234 | 482.0977 | 665.9782 | 892.1918 | 1159.1376 | 1412.0432 | 1690.8392 | 2002.9666
| XIII | Cooking | [45 empty] | 10.7045 |  | 16.2609 | 24.2395 | 35.9335 | 52.7514 | 195.3974 | 103.0792 | 137.8063 | 184.2336 | 246.3033
| XIV | Agriculture | [45 empty] | 20.879 |  | 27.036 | 37.2107 | 50.9955 | 68.1865 | 85.7049 | 91.5871 | 98.6988 | 103.8192 | 109.5639
| XVI | Telecom | [45 empty] | 3.0727 |  | 10.2423 | 11.969 | 14.3061 | 18.615 | 21.9403 | 23.4752 | 26.3751 | 33.3593 | 47.3208
| V | Bioenergy | [45 empty] | -313.8937 |  | -317.7449 | -316.4994 | -315.4661 | -314.6889 | -314.2324 | -313.9948 | -312.9239 | -312.1118 | -311.8493
|  | Total | [45 empty] | 1198.1565 |  | 1725.7855 | 2517.9416 | 3786.4078 | 5333.5002 | 7386.3598 | 9179.1755 | 11188.8072 | 13086.9025 | 15169.9395
Emissions per capita
[48 empty] | 2007 |  | 2012 | 2017 | 2022 | 2027 | 2032 | 2037 | 2042 | 2047 | 2052
| I | Hydrocarbon fuel power generation | [45 empty] | 0.48938 |  | 0.6449 | 0.83286 | 1.1479 | 1.5492 | 2.0735 | 2.5159 | 2.9958 | 3.4351 | 3.9005
| IX | Buildings | [45 empty] | 0 |  | 0 | 0 | 0 | 0 | 0 | 0 | 0 | 0 | 0
| X | Lighting and appliances | [45 empty] | 0.0016399 |  | 0.0015074 | 0.0012055 | 0.00090495 | 0.00061894 | 0.00033383 | 0.000258 | 0.0001745 | 8.9902e-05 | 0
| XI | Industry | [45 empty] | 0.54166 |  | 0.80783 | 1.0432 | 1.3942 | 1.782 | 2.1672 | 2.5813 | 2.9253 | 3.2465 | 3.5372
| XII | Transport | [45 empty] | 0.18233 |  | 0.18233 | 0.25722 | 0.34844 | 0.4582 | 0.58164 | 0.72803 | 0.85084 | 0.99218 | 1.1393
| XIII | Cooking | [45 empty] | 0.0088034 |  | 0.013373 | 0.018739 | 0.025971 | 0.036293 | 0.12738 | 0.064742 | 0.083037 | 0.10811 | 0.1401
| XIV | Agriculture | [45 empty] | 0.017171 |  | 0.022235 | 0.028766 | 0.036857 | 0.046913 | 0.055872 | 0.057524 | 0.059472 | 0.060921 | 0.062322
| XVI | Telecom | [45 empty] | 0.002527 |  | 0.0084233 | 0.0092528 | 0.01034 | 0.012807 | 0.014303 | 0.014744 | 0.015893 | 0.019575 | 0.026917
| V | Bioenergy | [45 empty] | -0.25815 |  | -0.26131 | -0.24467 | -0.22801 | -0.21651 | -0.20485 | -0.19721 | -0.18856 | -0.18315 | -0.17739
|  | Total | [45 empty] | 0.75413 |  | 1.0357 | 1.3583 | 1.8167 | 2.3368 | 2.9467 | 3.4466 | 3.9347 | 4.4273 | 4.9058
[61 empty] | 2020 | 2025 | 2030 | 2035
[61 empty] | 120 | 127 | 136 | 145
[61 empty] | 5.2 | 5.8 | 6.2 | 6.9
[61 empty] | 12.4 | 12.9 | 13.4 | 14
[61 empty] | 112 | 116 | 118 | 120
Fuel Import Costs*
* Taken from the current policy scenario of the World Energy Outlook at $2012 prices
[48 empty] | 2007 |  | 2012 | 2017 | 2022 | 2027 | 2032 | 2037 | 2042 | 2047 | 2052
|  | Coal Imports in TWh | [45 empty] | 312.8774 |  | 526.8957 | 1319.3125 | 3014.7305 | 5379.5825 | 8802.5686 | 11942.6555 | 16105.0859 | 19783.8525 | 23759.6487 |  | 46.5364
|  | Cost of Coal Imports in INR Cr/TWh | [45 empty] | 127.7419 | 0 | 127.7419 | 127.7419 | 144.5161 | 149.6774 | 152.2581 | 154.8387 | 154.8387 | 154.8387 | 154.8387
|  | Total Cost of Coal Imports INR Cr | [45 empty] | 39967.5705 |  | 67306.6753 | 168531.5289 | 435677.1852 | 805202.0189 | 1340262.0541 | 1849185.3742 | 2493690.7159 | 3063306.1892 | 3678913.3432
|  | Oil Imports in TWh | [45 empty] | 1235.4943 |  | 1459.1774 | 2094.1308 | 3065.9674 | 4157.6318 | 5448.0547 | 6933.9942 | 8427.2255 | 10106.2604 | 12020.7419
|  | Cost of Oil Imports in INR Cr/TWh | [45 empty] | 401.6706 | 0 | 401.6706 | 401.6706 | 442.2061 | 468.0015 | 501.1669 | 534.3324 | 534.3324 | 534.3324 | 534.3324
|  | Total Cost of Oil Imports INR Cr | [45 empty] | 496261.6926 |  | 586108.5868 | 841150.7024 | 1355789.5199 | 1945777.7957 | 2730384.847 | 3705057.7303 | 4502939.5712 | 5400102.3065 | 6423071.7675
|  | Gas Imports in TWh | [45 empty] | 134.3282 |  | 132.056 | 414.231 | 540.7636 | 673.6005 | 830.4781 | 1027.9602 | 1246.6262 | 1483.7759 | 1774.0609
|  | Cost of Gas Imports in INR Cr/TWh | [45 empty] | 212.9289 | 0 | 212.9289 | 212.9289 | 221.1185 | 231.3555 | 241.5924 | 255.9242 | 255.9242 | 255.9242 | 255.9242
|  | Total Cost of Gas Imports INR Cr | [45 empty] | 28602.3607 |  | 28118.5337 | 88201.7559 | 119572.8205 | 155841.1567 | 200637.2001 | 263079.8518 | 319041.7847 | 379734.1155 | 454025.0735
|  | Total Cost of Coal Imports INR Cr | [45 empty] | 39967.5705 |  | 67306.6753 | 168531.5289 | 435677.1852 | 805202.0189 | 1340262.0541 | 1849185.3742 | 2493690.7159 | 3063306.1892 | 3678913.3432
|  | Total Cost of Oil Imports INR Cr | [45 empty] | 496261.6926 |  | 586108.5868 | 841150.7024 | 1355789.5199 | 1945777.7957 | 2730384.847 | 3705057.7303 | 4502939.5712 | 5400102.3065 | 6423071.7675
|  | Total Cost of Gas Imports INR Cr | [45 empty] | 28602.3607 |  | 28118.5337 | 88201.7559 | 119572.8205 | 155841.1567 | 200637.2001 | 263079.8518 | 319041.7847 | 379734.1155 | 454025.0735
|  | Note: | The costs will be in INR Cr | bar: 2012 to 2017; 2037 to 2052
Electricity Generation For Webtool
| V.02 | TWh/year | [45 empty] | 2007 |  | 2012 | 2017 | 2022 | 2027 | 2032 | 2037 | 2042 | 2047 | 2052
| I.a | Gas Power Stations | [28 empty] | 221.2 | 214.6 | 221.2 | 226.3 | 241.6 | 248.5 | 250.7 | 258.7 | 262.6 | 264.2 | 267.6 | 276.5 | 279.3 | 250.1 | 263.1 | Dukes 5.6 sum of generation - used on works for coal, oil gas and renewables |  | 64.0088 |  | 96.5961 | 109.8605 | 109.8605 | 109.8605 | 109.8605 | 109.8605 | 109.8605 | 109.8605 | 109.8605
| I.b | Coal power stations | [45 empty] | 489.6898 |  | 710.8629 | 987.4332 | 936.057 | 857.505 | 774.0835 | 711.698 | 631.6617 | 563.1205 | 336.9433
| I.c | Carbon Capture Storage (CCS) | [45 empty] | 0 |  | 0 | 0 | 0 | 0 | 2.5772 | 6.1362 | 14.3587 | 19.5131 | 27.2447
| I.d | Electricity Balancing Requirement | [28 empty] | 221.2 | 214.6 | 221.2 | 226.3 | 241.6 | 248.5 | 250.7 | 258.7 | 262.6 | 264.2 | 267.6 | 276.5 | 279.3 | 250.1 | 263.1 | Sum of above | 0 | 57.2532 |  | 0 | 15.5621 | 614.2986 | 1405.4268 | 2482.3021 | 3425.6911 | 4535.8405 | 5546.2791 | 6862.5786
| II | Nuclear power | [45 empty] | 28.3317 |  | 32.8199 | 69.9877 | 67.7436 | 67.7436 | 66.3411 | 63.2555 | 61.7126 | 58.627 | 58.627
| III | Hydro Power Generation | [28 empty] | 85.8 | 89.3 | 90.6 | 87.7 | 78.3 | 83 | 81.1 | 81.9 | 73.7 | 75.2 | 69.2 | 57.2 | 47.7 | 62.8 | 56.5 | Dukes 5.6 Nuclear generation - used on works |  | 121.4968 |  | 143.7624 | 171.8136 | 171.8136 | 171.8136 | 171.8136 | 171.8136 | 171.8136 | 171.8136 | 171.8136
| IV.a | Solar PV | [38 empty] | 3.6 | 4.5 | 5.8 | 7.6 | 7.1 | Dukes 7.4 Generation Onshore wind |  | 0 |  | 1.5673 | 8.2727 | 18.5584 | 32.7923 | 47.8234 | 60.993 | 69.1199 | 68.1118 | 59.6088
| IV.b | Solar CSP | [38 empty] | 0.7 | 0.8 | 1.3 | 1.7 | 3 | Dukes 7.4 Generation Offshore wind |  | 0 |  | 0 | 2.5246 | 8.5731 | 15.6385 | 25.7194 | 33.7842 | 37.8165 | 35.2919 | 29.2434
| IV.c.1 | Onshore Wind | [28 empty] | 2.8 | 3.3 | 4.2 | 4.4 | 4.3 | 3.2 | 3.9 | 2.6 | 3.9 | 3.8 | 3.7 | 4.1 | 4.2 | 4.3 | 2.7 | Dukes 5.6 Hydro - natural flow generation - used on works |  | 12.4372 |  | 18.7222 | 36.6049 | 58.5199 | 81.3115 | 110.8967 | 129.1406 | 139.8615 | 148.2769 | 148.8028
| IV.c.2 | Offshore Wind | [45 empty] | 0 |  | 0 | 0 | 1.4464 | 3.0243 | 4.6021 | 7.8456 | 11.1766 | 12.886 | 13.149
| IV.d | Small Hydro | [45 empty] | 7.0138 |  | 12.0815 | 17.604 | 23.9375 | 27.7507 | 31.6516 | 33.6239 | 33.9023 | 34.7907 | 35.3824
| V.a | Biomass Based Electricity& Biogas | [45 empty] | 9.5384 |  | 9.7454 | 11.1191 | 12.4928 | 13.8665 | 15.2402 | 16.6139 | 17.9876 | 19.3613 | 20.735
| VI.a | Waste to Electricity | [45 empty] | 0 |  | 0 | 0 | 0 | 0 | 0 | 0 | 0 | 0 | 0
| VII.a | Electricity imports | [38 empty] | 7.9 | 9.4 | 11.3 | 13.6 | 12.9 | Sum of above |  | 1 |  | 4 | 14 | 21 | 31 | 40 | 49 | 55 | 55 | 55
|  | Total generation supplied to grid | [38 empty] | 352.2 | 348.4 | 349.3 | 329.3 | 335.1 | Sum of above |  | 790.7697 |  | 1030.1577 | 1444.7826 | 2044.3014 | 2817.7334 | 3882.9115 | 4819.456 | 5890.1122 | 6842.9324 | 7928.9892
Import proportions
| Y.04 | Coal oversupply (imports) |  |  | -29.5286 | 9.7576 | 22.9692 | -10.6647 | 1.9538 | 14.3514 | 5.8615 | 0.09304 | -4.9776 | 13.3047 | 19.8873 | -42.938 | -27.1328 | -13.1535 | 73.4086 | 81.8868 | 60.2318 | 63.8603 | 89.2602 | 82.5963 | 97.5873 | 139.1762 | 152.3646 | 141.2929 | 113.2995 | 124.7434 | 142.4194 | 155.1279 | 167.9398 | 154.2694 | 177.5427 | 266.1642 | 213.1573 | 242.6809 | 274.5941 | 333.1785 | 382.6342 | 329.578 | 329.255 | 281.3781 | 192.8117 | Dukes long-term trends 1.1.2 coal imports - coal exports |  | 312.8774 |  | 526.8957 | 1319.3125 | 3014.7305 | 5379.5825 | 8802.5686 | 11942.6555 | 16105.0859 | 19783.8525 | 23759.6487
| Q.01 | Coal reserves |  |  | 1178.5 | 1013.3 | 873.6 | 978 | 854.4 | 845.3 | 865.2 | 876.5 | 861.9 | 902.8 | 834 | 883.8 | 818.9 | 808.1 | 495 | 674.9 | 740.9 | 774.4 | 718.2 | 687.3 | 666.8 | 629.8 | 570.7 | 492.6 | 474 | 440.1 | 391.4 | 324.7 | 308.5 | 264.3 | 270.7 | 208.1 | 225.3 | 228.1 | 179.7 | 130.4 | 121.6 | 146.8 | 110.4 | 79.3 | 185.3 | Dukes long-term trends 1.1.2 coal production - stock changes |  | 2003.3688 |  | 2704.3935 | 3143.1914 | 3584.1508 | 3874.5049 | 3958.4825 | 4025.5715 | 3406.6022 | 2878.2637 | 2435.1118
| Q.02 | Oil reserves | [30 empty] | 1544.6 | 1613.5 | 1489.1 | 1357.7 | 1371.6 | 1221.6 | 1075.8 | 955.5 | 836.4 | 896.7 | 817.1 | 785 | 712.9 | Dukes 1.1 Primary oils indigenous production + Stock change of Primary oils and Petroleum products minus non-energy use of petroleum products |  | 395.2804 |  | 442.9867 | 480.4208 | 406.8219 | 404.6927 | 402.8364 | 401.685 | 401.1302 | 401.1899 | 401.8881
| Y.05 | Oil and petroleum products oversupply (imports) | [30 empty] | -467.1073 | -598.1542 | -491.289 | -425.9238 | -385.362 | -265.313 | -26.7418 | 59.056 | 116.2689 | 79.744 | 146.4394 | 115.6479 | 156.5422 | Dukes 1.1 Primary oils imports - exports |  | 1235.4943 |  | 1459.1774 | 2094.1308 | 3065.9674 | 4157.6318 | 5448.0547 | 6933.9942 | 8427.2255 | 10106.2604 | 12020.7419
| Y.06 | Gas oversupply (imports) |  |  | 9.759 | 9.73 | 8.968 | 8.587 | 7.122 | 9.818 | 11.254 | 19.548 | 55.361 | 95.424 | 116.291 | 124.262 | 115.001 | 124.497 | 147.415 | 147.122 | 137.099 | 128.893 | 115.441 | 113.77 | 79.833 | 72.007 | 60.635 | 41.704 | 23.496 | 8.225 | 4.601 | -7.604 | -21.022 | -71.571 | -120.31 | -107.866 | -90.238 | -90.741 | 18.921 | 77.1469 | 123.4386 | 214.8687 | 284.3842 | 318.689 | 413.0981 | Dukes long-term trends 4.1.1 Methane imports - exports |  | 134.3282 |  | 132.056 | 414.231 | 540.7636 | 673.6005 | 830.4781 | 1027.9602 | 1246.6262 | 1483.7759 | 1774.0609
| Q.03 | Gas reserves | [30 empty] | 1036.5 | 1147.5 | 1235.3 | 1219.2 | 1187.3 | 1191.4 | 1105 | 1019.4 | 916.2 | 834.1 | 797.7 | 681.9 | 671.9 | Dukes 1.1 Natural gas indigenous production + Stock change of natural gas minus non-energy use of natural gas |  | 296.542 |  | 449.1921 | 507.0926 | 548.561 | 586.5732 | 641.5416 | 680.5419 | 722.9297 | 769.0713 | 803.223
|  | India consumption of fuel by country source of fuel | [45 empty] | 2007 |  | 2012 | 2017 | 2022 | 2027 | 2032 | 2037 | 2042 | 2047 | 2052
|  | Domestic coal | [45 empty] | 2003.3688 |  | 2704.3935 | 3143.1914 | 3584.1508 | 3874.5049 | 3958.4825 | 4025.5715 | 3406.6022 | 2878.2637 | 2435.1118
|  | Imported coal | [45 empty] | 312.8774 |  | 526.8957 | 1319.3125 | 3014.7305 | 5379.5825 | 8802.5686 | 11942.6555 | 16105.0859 | 19783.8525 | 23759.6487
|  | Domestic oil | [45 empty] | 395.2804 |  | 442.9867 | 480.4208 | 406.8219 | 404.6927 | 402.8364 | 401.685 | 401.1302 | 401.1899 | 401.8881
|  | Imported oil | [45 empty] | 1235.4943 |  | 1459.1774 | 2094.1308 | 3065.9674 | 4157.6318 | 5448.0547 | 6933.9942 | 8427.2255 | 10106.2604 | 12020.7419
|  | Domestic gas | [45 empty] | 296.542 |  | 449.1921 | 507.0926 | 548.561 | 586.5732 | 641.5416 | 680.5419 | 722.9297 | 769.0713 | 803.223
|  | Imported gas | [45 empty] | 134.3282 |  | 132.056 | 414.231 | 540.7636 | 673.6005 | 830.4781 | 1027.9602 | 1246.6262 | 1483.7759 | 1774.0609
|  | Country |  | Electricity demand per capita
|  | Iceland 2012 |  | 5.2621e-05
|  | US 2012 |  | 1.192e-05
|  | China 2012 |  | 2.5595e-06
|  | UK 2012 |  | 5.4673e-06
|  | India 2012 |  | 4.9839e-07
|  | India 2047 |  | 3.3752e-06
http://www.photius.com/rankings/economy/electricity_consumption_per_capita_2012_0.html
SOURCE: CIA World Factbook 2012
Population Statistics
|  | Year | Population
|  | 2007 | 1215947696.8037
|  | 2012 | 1215947696.8037
|  | 2017 | 1293560155.5197
|  | 2022 | 1383591897.8913
|  | 2027 | 1453466914.9091
|  | 2032 | 1533937577.5379
|  | 2037 | 1592149418.7439
|  | 2042 | 1659579084.9869
|  | 2047 | 1704172882.3936

## 2012 Baseline
GAS
| Power Generation | Industrial Fuel | Internal Consumption /LPG shrinkage | Tea Plantation | Domestic Fuel | Others |  |  | Fert | Petro | Others | Grand Total
Gas in TWh | 191.3783 | 15.2537 | 7.3912 | 1.6498 | 26.8212 | 8.8053 |  |  | 106.8136 | 12.2558 | 62.0989 | 432.4677
% composition | 44.25% | 3.527% | 1.709% | 0.3815% | 6.202% | 2.036% |  |  | 24.7% | 2.834% | 14.36%
41.61
| Gross Prodn | Sales | Flaring | Net Availability
Gas Production in TWh | 448.749 | 388.0359 | 10.1534 | 438.1902 | 50.1543 | 0.15542
14.1985
Oil & Petroleum Products
| Domestic Distribution | Industry | Transport | Power Generation | Agri | Manufacturing | Others | Imports | Total
LPG | 170.7422 | 13.3963 | 2.8587 |  |  |  |  | 5.4995 | 192.4968
Kerosene | 36.5566 | 0.27718 | 0 | 0 | 0 | 0 | 0.55891 | 0 | 37.3927
| Fertilizer | Steel | petrochemicals | Power |  |  | Others | Imports | Total
Naptha | 12.0272 | 0.0023754 | 101.7808 | 2.3379 | 0 | 0 | 2.0504 | 20.6412 | 138.8399
|  | Others | Transport | Power | Agriculture | Manufacturing | Mining | Imports
HSDO |  | 55.47 | 5.528 | 0.168 | 0.684 | 1.649 | 1.181 | 0.062
LDO |  | 0.415 | 0.003 | 0.127 | 0.001 | 0.102
Furnance Oil |  | 3.3 | 0.371 | 0.647 | 0.07 | 2.409 | 0.045 | 0.631
LSHS/HHS |  | 0.293 |  | 0.399 |  | 1.067
India's Petroleum Products imports as a proportion to overall imports |  |  |  | 19.58%
Import/Export Balance of Crude Oil
Crude Oil Import( Gross) |  | 1950.665
POL Imports( gross) |  | 183.3702
POL Exports( Gross) |  | 714.082
Net Imports( POL) |  | -530.7118
Net Imports |  | 1419.9532
Production of Crude Oil |  | 442.0447
Refinery Production |  | 2458.8611
Production of POL |  | 2313.207
Consumption of POL |  | 1721.1819
Gross Production of Energy By Various Sources in 2011-12
|  | 2477.52 | 2583.7208
Lignite |  | 81.9338
Natural Gas |  | 448.3625
Crude |  | 442.9867
Petro Products |  | 2287.621
Thermal |  | 708.8
Hydel |  | 130.5
Nuclear |  | 32.3
Total |  | 6610.0239
Coal Demand in 2011-12 | http://www.coal.nic.in/annrep1213.pdf
POWER
Coking Coal for Steel | Power Utility | Power Captive | Cement | Sponge Iron | Others | Total
214.272 | 1706.55 | 171.6315 | 62.31 | 99.045 | 381.1605 | 2634.969
Total Coal Demand | 3236.5395
Total Indigenous Supply | 2488.4475
Import | 418.5
Import Dependence | 12.93%
http://www.cea.nic.in/reports/yearly/energy_generation_11_12.pdf
Electricity Supply in 2011-12
technology | Generation | Average( PLF)
Coal | 584.89 | 73.45%
Lignite | 28.09 | 70.89%
Gas | 93.31 | 59.91% |  |  | 811.2636
Diesel | 2.46 | 73.29%
Nuclear | 32.3 | 76.86%
Hydro | 130.4
Import | 5.3
Renewable | 51
Stats Difference | -5.75
Total | 922
* Excludes generation from Plants upto 25 MW
Cpative | 134.388
Total Electricity into grid | 1056.388
Electricity Demand | CEA | PC
Domestic | 171.103 | 162.82
Commercial | 65.381 | 69.78
Industry | 240.029 | 267.49
Public Lighting | 7.455 | 0
Railways | 14.205 | 13.956
Agri | 140.096 | 136.071
Public Water & Sewage | 15.25 | 0
Miscellaneous | 18.546 | 46.52 | Telecom
Total Demand | 672.065 | 696.637
Balance of Electricity
Gross Generation | 922
Auxillary Consumption | 56.5
Net Energy at Bus Bars | 865.5
Energy from Non-Utilities | 10.263
Energy Imports | 5.252
Net Available | 881.015
Electricity Exports | 0.34
Net Energy Available | 880.675
Energy Loss in transformation | 208.61 | 23.69%
Demand for Energy in 2011-12
Trends in supply of commercial energy
| Domestic | Imports | Total | % import dependence
Coal | 2583.7208 | 628.02 | 3211.7408 | 18.83%
Lignite | 123.7432 | 0 | 123.7432
Crude Oil | 456.2449 | 1509.574 | 1965.8189 | 76.79%
Natural Gas | 496.7173 | 146.0728 | 642.7901 | 22.72% |  | 14.235
Hydro | 130.4886 | 5.2335 | 135.7221
Nuclear | 98.0409 |  | 98.0409
Renewable | 61.0575 |  | 61.0575
Total Commercial | 3950.0132 | 2288.9003 | 6238.9135
Non Commercial | 2025.946
Total | 5975.9592 | 2288.9003 | 8264.8595 | 27.69%
11.63

## Conversions
Energy conversions | [5 empty] | Conversion Calculator
Unit | Name | Name in formulae | Joules | TWh |  | 1 | Mtce | is equivalent to | 4.001e+15 | calorie
PJ | Petajoules | Unit.PJ | 1000000000000000 | 0.27778
TJ | Terajoules | Unit.TJ | 1000000000000 | 0.00027778
GJ | Gigajoules | Unit.GJ | 1000000000 | 2.7778e-07
J | Joules | Unit.J | 1 | 2.7778e-16
MJ | Megajoules | Unit.MJ | 1000000 | 2.7778e-10
Wh | Watt hours | Unit.Wh | 3600 | 1e-12 |  | 15691720
kWh | Kilowatt-hours | Unit.kWh | 3600000 | 1e-09
kWh/p/d (UK) | Kilowatt-hours per person per day | Unit.kWh.p.d | 78894000000000000 | 21.915
TWh | Terawatt-hours | Unit.TWh | 3600000000000000 | 1
GWh | Gigawatt-hours | Unit.GWh | 3600000000000 | 0.001 |  |  | 4.65
MWh | Megawatt-hours | Unit.MWh | 3600000000 | 1e-06
boe | Barrel of oil equivalent | Unit.boe | 5861520000 | 1.6282e-06 |  | 43054
Mboe | Million barrels of oil equivalent | Unit.Mboe | 5861520000000000 | 1.6282
toe | Tonnes of oil equivalent | Unit.toe | 41868000000 | 1.163e-05
ktoe | Kilotonnes of oil equivalent | Unit.ktoe | 41868000000000 | 0.01163
Mtoe | Megatonnes of oil equivalent | Unit.Mtoe | 41868000000000000 | 11.63
Kgce | Kilogram of Coal Equivalent | unit.kgce | 16736000 | 4.6489e-09 | 16736000 |  | Diesel (TJ/lt) | *0.839/1000*1.04*41.868/1000 | 3.5104e-05
Mtle | Million Tonnes of Lignite Equivalent | unit.mtle | 11995182000000000 | 3.332 | 4.7651
tce | Tonnes of Coal Equivalent | unit.tce | 16740000000 | 4.65e-06
Mtce | Million Tonnes of Coal Equivalent | unit.Mtce | 16740000000000000 | 4.65 | 4100 | kcal | Petrol (TJ/lt) | *0.74/1000*1.07*41.868/1000 | 3.3151e-05
Btce | Billion Tonnes of Coal Equivalent | unit.btce | 1.674e+19 | 4650 |  |  | ATF (TJ/lt) | *0.806/1000*1.07*41.868/1000 | 3.6108e-05
therm | Therms | Unit.therm | 105506136.1288 | 2.9307e-08 |  |  | Fuel Oil (TJ/lt) | *0.939/1000*0.96*41.868/1000 | 3.7741e-05
Btu | British Thermal Unit | Unit.Btu | 1055.0614 | 2.9307e-13 |  |  | Natural gas/CNG (TJ/lt) | 38.3 MJ/m3=38.3*0.001MJ/lt=38.3*10^(-6)TJ/lt | 3.83e-05
mmBtu | Million British Thermal unit | unit.mmBtu | 1055000000 | 2.9306e-07
calorie | Calorie (NOT food calorie) | Unit.calorie | 4.184 | 1.1622e-15 |  |  | LPG (TJ/lt) | 26 MJ/L=26*10^(-6)TJ/L | 2.6e-05
GW y | Gigawatt-years | Unit.GWyear | 31556879999999996 | 8.7658 |  |  | http://www.natural-gas.com.au/about/references.html
KGLPGe | Kilogram of LPG Equivalent | unit.kglpge | 46150000 | 1.2819e-08
TLPGe | Tonnes of LPG Equivalent | Unit.tlpge | 46150000000 | 1.2819e-05
kgb | Kilograms of Biomass Eqvt | unit.kgb | 10400000 | 2.8889e-09
tbe | Tonnes of Biomass Eqvt. | unit.tbe | 10400000000 | 2.8889e-06
latfe | Litres of ATF Equvt | unit.latfe | 36110000 | 1.0031e-08
lde | Litre of Diesel Equivalent | unit.lde | 35100000 | 9.75e-09
mtde | Million Tonnes of Diesel Equivalent | unit.mtde | 42187500000000000 | 11.7188
lpe | Litre of Petrol Eqvt. | unit.lpe | 33150000 | 9.2083e-09 |  | 0.832 | kg/l
lke | Litres of Kerosene Equivalent | unit.lke | 13250000 | 3.6806e-09
scm b | Standard Cubic Meter of Bio Gas Equvt | unit.scm b | 22500000 | 6.25e-09
mtbe | million tonnes of biogas equivalent | unit.mtbe | 56000000000000000 | 15.5556
scm | Standard Cubic Meter | unit.scm | 33940000 | 9.4278e-09
mmscm | Million Metric Standard Cubic Meters( Gas) | Unit.mmscm | 33939000000000 | 0.0094275
mtge | Million Tonnes of Natural Gas Eqvt | unit.mtge | 38000000000000 | 0.010556
lcng | Litres of CNG equivalent | unit.llcng | 36000000 | 1e-08
llpg | Litres of LPG Equivalent | unit.llpg | 26000000 | 7.2222e-09
bcm | Billion Cubic Metres (Gas) | unit.bcm | 33939000000000000 | 9.4275
Power conversions
Unit | Name | Name in formulae | Watts | GW
GW | Gigawatts | Unit.GW | 1000000000 | 1
MW | Megawatts | Unit.MW | 1000000 | 0.001
kW | Kilowatts | Unit.kW | 1000 | 1e-06
W | Watts | Unit.W | 1 | 1e-09
mcm/d | mcm/d natural gas | Unit.mcm.d | 335648148.1481 | 0.33565
Mtoe/y | Mtoe per year | Unit.Mtoe.y | 1326716860.5978 | 1.3267
Time conversions
Unit | Name | Name in formulae | Hours | Seconds
y | Year | Unit.year | 8760 | 31557600
d | Days | Unit.day | 24 | 86400
h | Hours | Unit.hour | 1 | 3600
m | Minutes | Unit.minute | 0.016667 | 60
Area conversions
Unit | Name | Name in formulae | m^2 | ha
ha | Hectares | Unit.ha | 10000 | 1
M ha | Million hectares | Unit.Mha | 10000000000 | 1000000
acres | Acres | Unit.acre | 4046.8564 | 0.40469
km^2 | Square kilometres | Unit.km2 | 1000000 | 100
m^2 | Square metres | Unit.m2 | 1 | 0.0001
Wales | Wales | Unit.Wales | 20700000000 | 2070000
Power to energy conversion
From unit | Name | Name in formulae | Factor | To unit
TWh | Average power for given energy | Conversion.to.average.power | 0.11408 | GW
GW | Annual energy for given power | Conversion.to.annual.energy | 8.766 | TWh
GW | Energy per second for given power | Conversion.to.energy.per.second | 2.7778e-07 | TWh/s
Volume conversions
From unit | Name | Name in formulae | Factor | To unit
UK Gallon | Litres per UK gallon | Conversion.UKgallons.to.litres | 4.5461 | Litres
US Gallon | Litres per US gallon | Conversion.USgallons.to.litres | 3.7854 | Litres
Cost conversions
Unit | Name | Name in formulae | INR Cr | £
£trn | 2010 trillion british pounds | TGBP | 8300000 | 1000000000000
£bn | 2010 billion british pounds | GGBP | 8300 | 1000000000
£m | 2010 million british pounds | MGBP | 8.3 | 1000000
£k | 2010 thousand british pounds | kGBP | 0.0083 | 1000
Euro2002 | 2002 Euros | Euro2002_ | 5.2201e-06 | 0.62893
$2009 | 2009 US dollars | USD2009_ | 5.1875e-06 | 0.625
$2010 | 2010 US dollars | USD2010_ | 5.3687e-06 | 0.64683
2012 | 2012 US Dollars | USD2012_ | 6e-06 | 0.72289
INR | 2012 Indian Rupee | INR | 1e-07 | 0.012048
INR Cr | 2012 Indian Rupee Crore | INRCr | 1 | 120481.9277
$bn | 2012 US Billion Dollar | USD Bn | 6000 | 722891566.2651
$trn | 2012 US Trillion Dollar | USD trn | 6000000 | 722891566265.0603
INR Million | 2012 Indian Rupee Million | INRm | 0.0996 | 12000
INR lac | 2012 Indian Rupee Lacs | INRLac | 0.01 | 1204.8193
£ | 2010 british pounds | GBP | 8.3e-06 | 1
GDP Deflator
Calendar year 2010 = 100
1990 | 57.916 | 1.7266
1991 | 61.657 | 1.6219
1992 | 63.975 | 1.5631
1993 | 65.815 | 1.5194
1994 | 66.856 | 1.4958
1995 | 68.647 | 1.4567
1996 | 71.131 | 1.4059
1997 | 73.114 | 1.3677
1998 | 74.735 | 1.3381
1999 | 76.304 | 1.3105
2000 | 77.208 | 1.2952
2001 | 78.849 | 1.2682
2002 | 81.291 | 1.2301
2003 | 83.789 | 1.1935
2004 | 85.9 | 1.1641
2005 | 87.645 | 1.141
2006 | 90.32 | 1.1072
2007 | 93.023 | 1.075
2008 | 95.783 | 1.044
2009 | 97.167 | 1.0292
2010 | 100 | 1
2011 | 103 | 0.97087
Source: http://www.hm-treasury.gov.uk/data_gdp_fig.htm

## Global assumptions
This sheet contains assumptions that are common to many sheets. In particular, lower down the page are assumptions about discount rates and costs of finance.
Global assumptions for all sectors
INR Cr/capita
Year | Population | RuralHouseholds | Urban Households | GDP* | GDP per Capita
2007 | 1215947696.8037 | 157158386.3116 | 69186964.8115 | 2834838 | 0.0023314
2012 | 1215947696.8037 | 170870522.4652 | 88647593.3056 | 4170367 | 0.0034297
2017 | 1293560155.5197 | 180524547.7699 | 96982042.4822 | 6416626.5669 | 0.0049604
2022 | 1383591897.8913 | 190098663.5681 | 110266232.6938 | 9872775.3455 | 0.0071356
2027 | 1453466914.9091 | 196706924.0755 | 128540504.9918 | 14506346.0111 | 0.0099805
2032 | 1533937577.5379 | 203582341.5069 | 144162797.1174 | 20345900.704 | 0.013264
2037 | 1592149418.7439 | 207261898.7027 | 164673804.9258 | 28536178.2451 | 0.017923
2042 | 1659579084.9869 | 211390986.8954 | 181948247.0829 | 38187843.6145 | 0.023011
2047 | 1704172882.3936 | 210603785.3227 | 205571181.8596 | 51103949.0783 | 0.029988
2052 | 1758022799.4143 | 219761055.18 | 234312052.1857 | 65223027.9796 | 0.0371
1481037612.5004
*GDP has been calculated at factor cost at 1999-00 Prices and provisional value for 2011-12 has been taken from the Economic Survey
Discounting
Year | 2012 | 2017 | 2022 | 2027 | 2032 | 2037 | 2042 | 2047 | 2052
Discount rate (User Defined) | 10% | 10% | 10% | 10% | 10% | 10% | 10% | 10% | 10%
Discount Factor | 90.91%
Discount factor | 1 | 0.62092 | 0.38554 | 0.23939 | 0.14864 | 0.092296 | 0.057309 | 0.035584 | 0.022095
Financing costs for different sectors |  | Low |  | Point Estimate |  | High
Sector |  | Rate | Years | Rate | Years | Rate | Years
| Default, unless specified below | 0% | 5 | 7% | 15 | 10% | 15
I.a | Gas Power Stations | 0% | 25 | 7% | 25 | 12% | 25
I.b | Coal power stations | 0% | 25 | 7% | 25 | 12% | 25
I.c | Carbon Capture Storage (CCS) | 0% | 25 | 7% | 25 | 12% | 25
I.d | Electricity Balancing Requirement | 0% | 25 | 7% | 25 | 12% | 25
II | Nuclear power | 0% | 25 | 7% | 25 | 12% | 25
III | Hydro Power Generation | 0% | 25 | 7% | 25 | 12% | 25
IV.a | Solar PV | 0% | 15 | 7% | 15 | 12% | 15
IV.b | Solar thermal | 0% | 15 | 7% | 15 | 12% | 15
IV.c.1 | Onshore Wind | 0% | 15 | 7% | 15 | 12% | 15
IV.c.2 | Offshore Wind | 0% | 15 | 7% | 15 | 12% | 15
IV.d | Small Hydro | 0% | 15 | 7% | 15 | 12% | 15
V.a | Biomass Based Electricity& Biogas | 0% | 15 | 7% | 15 | 12% | 15
V.b | First & Second Generation Bio Fuels | 0% | 15 | 7% | 15 | 12% | 15
V.c | Advanced Bio Fuels | 0% | 15 | 7% | 15 | 12% | 15
VI.a | Waste to Electricity | 0% | 15 | 7% | 15 | 12% | 15
VII.a | Electricity imports | 0% | 5 | 7% | 5 | 12% | 5
VII.b | T&D Losses | 0% | 5 | 7% | 5 | 12% | 5
IX | Green Building Intervention | 0% | 15 | 7% | 15 | 12% | 15
X.a.lighting | Lighting | 0% | 5 | 7% | 5 | 12% | 5
X.a.fans | Fans | 0% | 5 | 7% | 5 | 12% | 5
X.a.tv | TVs | 0% | 5 | 7% | 5 | 12% | 5
X.a.refridgerators | Refridgerators | 0% | 5 | 7% | 5 | 12% | 5
X.a.ac | Air Conditioners | 0% | 5 | 7% | 5 | 12% | 5
XI | Energy Effiiciency | 0% | 5 | 7% | 5 | 12% | 5
XII.a.ICE | ICE Cars, Buses and 2W/3W | 0% | 5 | 7% | 5 | 12% | 5
XII.a.EV | EV Cars, 2W | 0% | 5 | 7% | 5 | 12% | 5
XII.a.rail | Railways | 0% | 15 | 7% | 15 | 12% | 15
XII.a.air | Domestic Passenger Aviation | 0% | 15 | 7% | 15 | 12% | 15
XII.b | Domestic freight | 0% | 15 | 7% | 15 | 12% | 15
XIII.a.lpg | LPG cookstoves | 0% | 5 | 7% | 5 | 12% | 5
XIII.a.kerosene | Kerosene cookstoves | 0% | 5 | 7% | 5 | 12% | 5
XIII.a.biogas | Biogas Cookstoves | 0% | 5 | 7% | 5 | 12% | 5
XIII.a.biomass | Biomass Cookstoves | 0% | 5 | 7% | 5 | 12% | 5
XIII.a.electricity | Electricity Cookstoves | 0% | 5 | 7% | 5 | 12% | 5
XIII.a.png | PNG Cookstoves | 0% | 5 | 7% | 5 | 12% | 5
XIII.b | Commercial Cooking | 0% | 5 | 7% | 5 | 12% | 5
XIV.tractors | Tractors | 0% | 10 | 7% | 10 | 12% | 10
XIV.pumps | Pumps | 0% | 5 | 7% | 5 | 12% | 5
NB: Interest rates are REAL

## Constants
This page contains standard assuptions. In particular, lower down the page are the emissions per unit of energy from coal, natural gas and oil.
Gross calorific values of selected fuels |  |  | Combustion emissions factors |  |  | per TWh |  | Global warming potentials
Solid fuels | TWh / kg |  | Commodity selected | CO2 (Mt) | CH4 (Mt CO2e) | N2O (Mt CO2e) |  | Gas | GWP
Coal (weighted average of all consumers) |  |  | Industrial coal | 0.308 | 0.00090479 | 0.0027284 |  | Carbon dioxide | 1
Coke |  |  | Diesel | 0.25 | 0.00031125 | 0.004498 |  | Methane | 21
Coke breeze |  |  | Natural gas | 0.184 | 0.00036883 | 0.00039669 |  | Nitrous oxide | 310
Other manufactured solid fuel |  |  | Blast furnace gas | 0.78482 |  |  |  | HFCs | 140 to 11,700
[8 empty] | PFCs | 6,500 to 9,200
Liquids | TWh / kg | [6 empty] | SF6 | 23900
Crude oil (weighted average)
Petroleum products (weighted average)
Motor spirit
Diesel (DERV)
Aviation turbine fuel (ATF)
Gasses | TWh / cubic metre |  | Sources: |  |  |  |  | Source:
Natural gas produced
Natural gas consumed |  |  | DUKES 2009 Annex A |  |  |  |  | UK GHG Inventory 2009, Table 1.1
Coke oven gas |  |  | Review of Carbon Emissions Factors 2002 (Blast furnace gas)
Blast furnace gas |  |  | GHG Inventory 2009, Table 1.A(a)
Landfill gas
Sewage gas |  |  | Note:
CH4 and N2O emissions have been estimated using the ratios of emissions of each
Source: |  |  | to the emissions of CO2 implied by Table 1.A(a) in the GHG inventory. This has
DUKES 2009 (figures are for fuels in 2008) |  |  | been done separately for each form of fuel listed above
Densities of selected fuels |  |  | Ratios of biomass combustion emissions to fossil fuel combustion emissions
Liquid fuels | kg / litre |  | Fueltype | PM10 | NOX | SO2 | NMVOC
Motor spirit (all grades) | 0.73421 |  | Solid | 4.1883 | 0.76885 | 0.011644 | 15.321
Ethanol | 0.789 |  | Liquid | 4.6845 | 0.23048 | 0.013065 | 8.5907
Jet Fuel | 0.8075 |  | Gas | 10.0399 | 0.57382 | 0 | 1.6277
DERV | 0.83472
Source:
DUKES 2009, Annex A
Assumed combustion emissions factors
(Derived from data in "Constants") | [5 empty] | Mt CO2e per TWh
Vector | Description | CO2 | CH4 | N2O | CO2e | Comments
X.01 | Conversion losses | 0 | 0 | 0 | 0
X.02 | Distribution losses and own use | 0 | 0 | 0 | 0
Z.01 | Unallocated | 0 | 0 | 0 | 0
T.01 | Road transport | 0 | 0 | 0 | 0
T.02 | Rail transport | 0 | 0 | 0 | 0
T.03 | Domestic aviation | 0 | 0 | 0 | 0
T.04 | National navigation | 0 | 0 | 0 | 0
T.05 | International aviation | 0 | 0 | 0 | 0
T.06 | International shipping | 0 | 0 | 0 | 0
I.01 | Industry | 0 | 0 | 0 | 0
H.01 | Heating and cooling | 0 | 0 | 0 | 0
L.01 | Domestic Lighting & appliances | 0 | 0 | 0 | 0
F.01 | No name | 0 | 0 | 0 | 0
N.01 | Nuclear fission | 0 | 0 | 0 | 0
R.01 | Solar | 0 | 0 | 0 | 0
R.02 | Wind | 0 | 0 | 0 | 0
R.03 | Tidal | 0 | 0 | 0 | 0
R.04 | Wave | 0 | 0 | 0 | 0
R.05 | Geothermal | 0 | 0 | 0 | 0
R.06 | Hydro | 0 | 0 | 0 | 0
R.07 | Environmental heat | 0 | 0 | 0 | 0
A.01 | Agriculture | 0 | 0 | 0 | 0
W.01 | Waste | 0 | 0 | 0 | 0
Y.01 | Biomass oversupply (imports) | 0 | 0 | 0 | 0
Y.02 | Electricity oversupply (imports) | 0 | 0 | 0 | 0
Y.03 | Petroleum products oversupply | 0 | 0 | 0 | 0
Y.04 | Coal oversupply (imports) | 0 | 0 | 0 | 0
Y.05 | Oil and petroleum products oversupply (imports) | 0 | 0 | 0 | 0 |  |  | 2.6928
Y.06 | Gas oversupply (imports) | 0 | 0 | 0 | 0
Q.01 | Coal reserves | 0.3471 |  |  | 0.3471 | Industrial coal EF
Q.02 | Oil reserves | 0.26672 |  |  | 0.26672 | Diesel EF
Q.03 | Gas reserves | 0.19895 |  |  | 0.19895 | Natural gas EF
C.01 | Coal indigenous production |  |  |  | 0 | Industrial coal EF |  | 0.0021
C.02 | Oil and petroleum products |  |  |  | 0 | Diesel EF
C.03 | Natural gas |  |  |  | 0 | Natural gas EF
V.01 | Electricity (delivered to end user) | 0 |  |  | 0
V.02 | Electricity (supplied to grid) | 0 |  |  | 0
V.03 | Solid hydrocarbons | 0.3471 |  |  | 0.3471 | Industrial coal EF
V.04 | Liquid hydrocarbons | 0.26672 |  |  | 0.26672 | Diesel EF
V.05 | Gaseous hydrocarbons | 0.19895 |  |  | 0.19895 | Natural gas EF
V.06 | Solid Biomass Hydrocarbons |  | 0 | 0 | 0
V.07 | Gaseous Biomass Hydrocarbons | 0 | 0 | 0 | 0
V.08 | Edible biomass | 0 | 0 | 0 | 0
V.09 | Dry biomass and waste | 0 | 0 | 0 | 0
V.10 | Wet biomass and waste | 0 | 0 | 0 | 0
V.11 | Off Grid Renewables | 0 | 0 | 0 | 0

## Structure of the model
This page contains the translations of the different codes used in the model (e.g., N.01 is energy from uranium). |  |  |  |  | ty | yu
To the right of this page are the emissions codes and the cost codes |  |  |  |  | 34 | 32
[5 empty] | 12 | 45
Workstreams |  | Modules |  |  |  |  | Energy vectors |  |  |  |  | IPCC Emissions Sectors |  |  |  | Cost vectors
Code | Workstream | Code | Module | WS Code | Workstream | Comments | Category | Subcategory | Code | Description | Comment | Sector_code | Sector_description | Comment |  | Code | Description | Comment
I | Hydrocarbon fuel power generation | I.a | Gas Power Stations | I | Hydrocarbon fuel power generation |  | Balancing | Losses | X.01 | Conversion losses |  | 1A | Fuel Combustion | In our model, includes biofuel combustion emissions. See sector X2
II | Nuclear power generation | I.b | Coal power stations | I | Hydrocarbon fuel power generation |  | Balancing | Losses | X.02 | Distribution losses and own use |  | 1B | Fugitive Emissions from Fuels
III | Hydro Electric Power Generation | 1.b.1 | Efficiency of coal power stations | I | Hydrocarbon fuel power generation |  | Balancing | Unallocated | Z.01 | Unallocated |  | 2 | Industrial Processes |  |  | C1.High | High estimate of capital costs
IV | National renewable power generation | I.c | Carbon Capture Storage (CCS) | I | Hydrocarbon fuel power generation |  | Demand | Cooking | M.01 | Domestic Cooking Energy Demand |  | 3 | Solvent and Other Product Use | Not applicable to the UK |  | C1.Point | Point estimate of capital costs
V | Bioenergy | I.d | Electricity Balancing Requirement | I | Hydrocarbon fuel power generation |  | Demand | Cooking | M.02 | Commercial Cooking Energy Demand |  | 4 | Agriculture | Sequestration due to bioenergy crops should be included under X2 |  | C1.Low | Low estimate of capital costs
VI | Waste | II | Nuclear power | II | Nuclear power generation |  | Demand | Transport | T.01 | Road transport |  | 5 | Land Use, Land-Use Change and Forestry |  |  | C2.High | High estimate of operating costs
VII | Electricity distribution, storage, and balancing | III | Hydro Power Generation | III | Hydro Electric Power Generation |  | Demand | Transport | T.02 | Rail transport |  | 6 | Waste |  |  | C2.Point | Point estimate of operating costs
VIII | H2 Production | IV.a | Solar PV | IV | National renewable power generation |  | Demand | Transport | T.03 | Domestic aviation |  | 7 | Other |  |  | C2.Low | Low estimate of operating costs
IX | Buildings | IV.b | Solar CSP | IV | National renewable power generation |  | Demand | Transport | T.04 | National navigation |  | X1 | International Aviation and Shipping | X1 is not an IPCC sectoral code. Includes domestic aviation |  | C3.High | High estimate of fuel costs
X | Lighting and appliances | IV.c.1 | Onshore Wind | IV | National renewable power generation |  | Demand | Transport | T.05 | International aviation |  | X2 | Bioenergy credit | X2 is not an IPCC sectoral code. CO2 "credit" from bioenergy |  | C3.Point | Point estimate of fuel costs
XI | Industry | IV.C.2 | Offshore Wind | IV | National renewable power generation |  | Demand | Transport | T.06 | International shipping |  | X3 | Carbon capture | X3 is not an IPPC sectoral code. All CCS, including industry |  | C3.Low | Low estimate of fuel costs
XII | Transport | IV.d | Small Hydro | IV | National renewable power generation |  | Demand | Transport | P.01 | Public Road Transport
XIII | Cooking | V.a | Biomass Based Electricity& Biogas | V | Bioenergy |  | Demand | Transport | P.02 | Private Road Transport | [5 empty] | Air Quality vectors
XIV | Agriculture | V.b | First & Second Generation Bio Fuels | V | Bioenergy |  | Demand | Agriculture | D.01 | Pumps& Tractors |  | Greenhouse gasses
XV | Fossil fuel production | V.c | Advanced Bio Fuels | V | Bioenergy |  | Demand | Industry | I.01 | Industry | [5 empty] | Code | Description | Comments
XVI | Telecom | V.d | Bio-feedstock prodctn & bio-conversion | V | Bioenergy |  | Demand | Heating and cooling | H.01 | Heating and cooling |  | GHG_code | GHG_description | Comment |  | AQ.01 | PM10
XVII | Transfer | v.e | Fuel For Cooking | v | Bioenergy |  | Demand | Lighting and appliances | L.01 | Domestic Lighting & appliances |  | CO2 | CO_2 |  |  | AQ.02 | NOX
XVIII | Storage of captured CO2 | VI.a | Waste to Electricity | VI | Waste |  | Demand | Lighting and appliances | L.02 | Commercial Lighting & Appliances |  | CH4 | CH_4 |  |  | AQ.03 | SO2
|  | VII.a | Electricity imports | VII | Electricity distribution, storage, and balancing |  | Demand | Buildings | s.01 | Green Building Design & Envelope Savings |  | N2O | N_2O |  |  | AQ.04 | NMVOC
|  | VII.b | T&D Losses | VII | Electricity distribution, storage, and balancing |  | Demand | Buildings | S.01c | Design and Envelope Savings in Commercial Sector |  | F | HFCs, PFCs, and SF_6
| Design and Envelope Savings in Residential Sector | VII.c | Storage, demand shifting | VII | Electricity distribution, storage, and balancing | Eg, pumped storage | Demand | Buildings | S.01r | Design and Envelope Savings in Residential Sector
| Telecom Sector Energy Demand | VIII.a | H2 Production for Transport | VIII | H2 Production |  | Demand | Telecom | G.01 | Telecom Sector Energy Demand |  | Emissions notes
| Coal indigenous production | IX. | Buildings Efficiency | IX | Buildings |  | Primary source | Coal | C.01 | Coal indigenous production
|  | X.a | Domestic Lighting & Appliances | X | Lighting and appliances |  | Primary source | Nuclear | N.01 | Nuclear fission |  | Fugitive emissions from fuels
| Bioenergy | X.b | Commercial Lighting & Appliances | X | Lighting and appliances |  | Primary source | Renewables | R.01 | Solar
|  | XI | Industry | XI | Industry |  | Primary source | Renewables | R.02 | Wind |  | 1B1a | Coal Mining and Handling | Majority are methane emissions from coal mining | Modelled driver is coal production
|  | XII.a | Domestic passenger transport | XII | Transport |  | Primary source | Renewables | R.03 | Tidal |  | 1B1b | Solid Fuel Transformation | Small compared to 1B1a
|  | XII.b | Domestic freight | XII | Transport |  | Primary source | Renewables | R.04 | Wave |  | 1B1c | Other | None in 2007
|  | XIII.a | Domestic Cooking | XIII | Cooking |  | Primary source | Renewables | R.05 | Geothermal |  | 1B2a | Oil | Small compared to 1B2b and 1B2c
|  | XIII.b | Commercial Cooking | XIII | Cooking |  | Primary source | Renewables | R.06 | Hydro |  | 1B2b | Natural Gas | Majority are methane emissions from distributed gas | Modelled driver is gas consumption
|  | XIV. | Agriculture | XIV | Agriculture |  | Primary source | Renewables | R.07 | Environmental heat |  | 1B2c | Venting and Flaring | Majority are CO2 emissions from flaring | Modelled driver is oil production
|  | XV.a | Domestic Gas Production | XV | Fossil fuel production |  | Primary source | Renewables | A.01 | Agriculture |  | 1B2d | Other | None in 2007
|  | XV.b | Domestic Coal Production | XV | Fossil fuel production |  | Primary source | Waste | W.01 | Waste
|  | XV.c | Domestic Oil Production | XV | Fossil fuel production |  | Primary source | Net imports | Y.01 | Biomass oversupply (imports)
|  | XVI. | Telecom | XVI | Telecom |  | Primary source | Net imports | Y.02 | Electricity oversupply (imports)
|  | XVII.a | Fossil Fuel Transfer | XVII | Transfer |  | Primary source | Net imports | Y.03 | Petroleum products oversupply
|  | XVII.b | Fossil fuel Imports | XVII | Transfer |  | Primary source | Net imports | Y.04 | Coal oversupply (imports)
|  | XVII.c | Oil Imports | XVII | Fossill fuel imports |  | Primary source | Net imports | Y.05 | Oil and petroleum products oversupply (imports)
|  | XVIII.a | Storage of captured CO2 | XVIII | Storage of captured CO2 |  | Primary source | Net imports | Y.06 | Gas oversupply (imports)
[7 empty] | Primary source | Reserves | Q.01 | Coal reserves
[7 empty] | Primary source | Reserves | Q1.01 | Coal Supplied to Power Sector
[7 empty] | Primary source | Reserves | Q.02 | Oil reserves
[7 empty] | Primary source | Reserves | Q.03 | Gas reserves
[7 empty] | Vector | Fossil fuels | C.01 | Coal and fossil waste
[7 empty] | Vector | Fossil fuels | C.02 | Oil and petroleum products
[7 empty] | Vector | Fossil fuels | C.03 | Natural gas
[7 empty] | Vector | Fossil fuels | E.01 | Savings Potential of Energy
[7 empty] | Vector | Electricity | V.01 | Electricity (delivered to end user)
[7 empty] | Vector | Electricity | V.02 | Electricity (supplied to grid)
|  |  |  | V.01 | Electricity (delivered to end user) |  | Vector | Carbon-based fuels | V.03 | Solid hydrocarbons
|  |  |  | V.02 | Electricity (supplied to grid) |  | Vector | Carbon-based fuels | V.04 | Liquid hydrocarbons
|  |  |  | V.03 | Solid hydrocarbons | Includes solid manufactured fuels (eg, coke) | Vector | Carbon-based fuels | V.05 | Gaseous hydrocarbons
|  |  |  | V.04 | Liquid hydrocarbons | Includes refined liquid biofuels | Vector | Carbon-based fuels | V.06 | Solid Biomass Hydrocarbons
|  |  |  | V.05 | Gaseous hydrocarbons | Includes syngas (coke oven gas) | Vector | Carbon-based fuels | V.07 | Gaseous Biomass Hydrocarbons
|  |  |  | V.06 | Blast furnace gas |  | Vector | Biomatter | V.08 | Edible biomass
|  |  |  | V.07 | Heat transport | Heat energy as an energy transport vector (Includes Heat Sold in DUKES terminology) | Vector | Biomatter | V.09 | Dry biomass and waste | Includes wood, straw, and other plant-based biomass, wood chips. Does not include energy crops, including SRC, Garden waste and MSW
|  |  |  | V.08 | Edible biomass | Includes plant and animal biomass | Vector | Biomatter | V.10 | Wet biomass and waste | Includes manure, sewage sludge, domestic food waste
|  |  |  | V.09 | Dry biomass and waste | Includes wood, straw, and other plant-based biomass, wood chips, garden waste, and MSW. Does not include energy crops, including SRC | Vector | Biomass | V.15 | Gaseous waste
|  |  |  | V.10 | Wet biomass and waste | Includes manure, sewage sludge, domestic food waste | Vector | Renewables | V.11 | Off Grid Renewables
|  |  |  | V.15 | Gaseous waste | Methane from waste | Vector | Hydrogen | V.12 | H2
|  |  |  | V.11 | Domestic solar thermal | Solar thermal heat, used for hot water | Vector | Biomass | V.13 | Energy crops (second generation) | Second-generation crops grown for energy use
|  |  |  | V.12 | H2 |  | Vector | Biomass | V.14 | Energy crops (first generation) | First-generation crops grown for energy use
|  |  |  | V.13 | Energy crops (second generation) | Second-generation crops grown for energy use | Information | Area | B.01 | India Land area
|  |  |  | V.14 | Energy crops (first generation) | First-generation crops grown for energy use | Information | Area | B.04 | India Sea area
[7 empty] | Information | Area | B.05 | Land area overseas
[7 empty] | Information | Length | B.06 | Length of wave front
[7 empty] | Information | Installed Capacity | B.02 | Installed Capacity
[7 empty] | Information | Installed Capacity | B.07 | Load factor
[7 empty] | Information | Installed Capacity | B.03 | Number of units
[7 empty] | Information | Balancing | B.12 | Balancing capacity used
[7 empty] | Information | Balancing | B.08 | Shiftable electricity demand
[7 empty] | Information | Balancing | B.09 | Additional electricity at peak
[7 empty] | Information | Balancing | B.10 | Temperature related additional electricity demand
[7 empty] | Information | Balancing | B.11 | Interconnector capacity
[9 empty] | F.01 | No name | No name

## Flows
Flows through the energy system (for producing an energy flow diagram) | [12 empty] | Cross check of flows through the energy system (based on the idea that energy is transformed, but not destroyed)
[12 empty] | TWh |  |  | Values flowing from the transformation | [9 empty] | Values flowing to the transformation | [9 empty] | Check that flows in equal flows out
| From | To | 2007 | 2012 | 2017 | 2022 | 2027 | 2032 | 2037 | 2042 | 2047 | 2052 |  | Transformation | 2007 | 2012 | 2017 | 2022 | 2027 | 2032 | 2037 | 2042 | 2047 | 2052 | 2007 | 2012 | 2017 | 2022 | 2027 | 2032 | 2037 | 2042 | 2047 | 2052 | 2007 | 2012 | 2017 | 2022 | 2027 | 2032 | 2037 | 2042 | 2047 | 2052
| coal reserves | coal | 2003.3688 | 2704.3935 | 3143.1914 | 3584.1508 | 3874.5049 | 3958.4825 | 4025.5715 | 3406.6022 | 2878.2637 | 2435.1118 |  | Solar | 0 | 1.5673 | 10.9115 | 27.2655 | 48.893 | 74.077 | 96.0312 | 108.3126 | 106.2785 | 92.93 | 0 | 0 | 0 | 0 | 0 | 0 | 0 | 0 | 0 | 0 | 0 | 0 | 0 | 0 | 0 | 0 | 0 | 0 | 0 | 0
| coal imports | coal | 312.8774 | 526.8957 | 1319.3125 | 3014.7305 | 5379.5825 | 8802.5686 | 11942.6555 | 16105.0859 | 19783.8525 | 23759.6487 |  | Solar PV | 0 | 1.5673 | 8.3869 | 18.6923 | 33.2545 | 48.3575 | 62.2471 | 70.4961 | 70.9865 | 63.6866 | 0 | 1.5673 | 8.3869 | 18.6923 | 33.2545 | 48.3575 | 62.2471 | 70.4961 | 70.9865 | 63.6866 | 0 | 0 | 0 | 0 | 0 | 0 | 0 | 0 | 0 | 0
| oil reserves | oil | 395.2804 | 442.9867 | 480.4208 | 406.8219 | 404.6927 | 402.8364 | 401.685 | 401.1302 | 401.1899 | 401.8881 |  | Solar CSP | 0 | 0 | 2.5246 | 8.5731 | 15.6385 | 25.7194 | 33.7842 | 37.8165 | 35.2919 | 29.2434 | 0 | 0 | 2.5246 | 8.5731 | 15.6385 | 25.7194 | 33.7842 | 37.8165 | 35.2919 | 29.2434 | 0 | 0 | 0 | 0 | 0 | 0 | 0 | 0 | 0 | 0
| oil imports | oil | 1235.4943 | 1459.1774 | 2094.1308 | 3065.9674 | 4157.6318 | 5448.0547 | 6933.9942 | 8427.2255 | 10106.2604 | 12020.7419 |  | Wind | 12.4372 | 18.7222 | 36.6049 | 59.9663 | 84.3358 | 115.4989 | 136.9861 | 151.0382 | 161.1629 | 161.9518 | 0 | 0 | 0 | 0 | 0 | 0 | 0 | 0 | 0 | 0 | 0 | 0 | 0 | 0 | 0 | 0 | 0 | 0 | 0 | 0
| gas reserves | natural gas | 296.542 | 449.1921 | 507.0926 | 548.561 | 586.5732 | 641.5416 | 680.5419 | 722.9297 | 769.0713 | 803.223 |  | Small Hydro | 7.0138 | 12.0815 | 17.604 | 23.9375 | 27.7507 | 31.6516 | 33.6239 | 33.9023 | 34.7907 | 35.3824 | 0 | 0 | 0 | 0 | 0 | 0 | 0 | 0 | 0 | 0 | 0 | 0 | 0 | 0 | 0 | 0 | 0 | 0 | 0 | 0
| gas imports | natural gas | 134.3282 | 132.056 | 414.231 | 540.7636 | 673.6005 | 830.4781 | 1027.9602 | 1246.6262 | 1483.7759 | 1774.0609 |  | Hydro | 121.4968 | 143.7624 | 171.8136 | 171.8136 | 171.8136 | 171.8136 | 171.8136 | 171.8136 | 171.8136 | 171.8136 | 0 | 0 | 0 | 0 | 0 | 0 | 0 | 0 | 0 | 0 | 0 | 0 | 0 | 0 | 0 | 0 | 0 | 0 | 0 | 0
| agriculture waste/ energy crops | bio-conversion | 946.4113 | 958.847 | 961.865 | 965.6665 | 970.4161 | 976.3556 | 982.9322 | 987.4628 | 993.1345 | 1000.8692 |  | Nuclear | 80.9477 | 93.7712 | 199.965 | 193.5533 | 193.5533 | 189.546 | 180.7299 | 176.3218 | 167.5057 | 167.5057 | 0 | 0 | 0 | 0 | 0 | 0 | 0 | 0 | 0 | 0 | 0 | 0 | 0 | 0 | 0 | 0 | 0 | 0 | 0 | 0
| municipal waste | solid | 0 | 0 | 0 | 0 | 0 | 0 | 0 | 0 | 0 | 0 |  | Electricity Imports | 1 | 4 | 14 | 21 | 31 | 40 | 49 | 55 | 55 | 55 | 0 | 0 | 0 | 0 | 0 | 0 | 0 | 0 | 0 | 0 | 0 | 0 | 0 | 0 | 0 | 0 | 0 | 0 | 0 | 0
| municipal waste | gas | 0 | 0 | 0 | 0 | 0 | 0 | 0 | 0 | 0 | 0 |  | Coal reserves | 2003.3688 | 2704.3935 | 3143.1914 | 3584.1508 | 3874.5049 | 3958.4825 | 4025.5715 | 3406.6022 | 2878.2637 | 2435.1118 | 0 | 0 | 0 | 0 | 0 | 0 | 0 | 0 | 0 | 0 | 0 | 0 | 0 | 0 | 0 | 0 | 0 | 0 | 0 | 0
| municipal waste | thermal generation | 0 | 0 | 0 | 0 | 0 | 0 | 0 | 0 | 0 | 0 |  | Coal Imports | 312.8774 | 526.8957 | 1319.3125 | 3014.7305 | 5379.5825 | 8802.5686 | 11942.6555 | 16105.0859 | 19783.8525 | 23759.6487 | 0 | 0 | 0 | 0 | 0 | 0 | 0 | 0 | 0 | 0 | 0 | 0 | 0 | 0 | 0 | 0 | 0 | 0 | 0 | 0
| solar | solar pv | 0 | 1.5673 | 8.3869 | 18.6923 | 33.2545 | 48.3575 | 62.2471 | 70.4961 | 70.9865 | 63.6866 |  | Oil Reserves | 395.2804 | 442.9867 | 480.4208 | 406.8219 | 404.6927 | 402.8364 | 401.685 | 401.1302 | 401.1899 | 401.8881 | 0 | 0 | 0 | 0 | 0 | 0 | 0 | 0 | 0 | 0 | 0 | 0 | 0 | 0 | 0 | 0 | 0 | 0 | 0 | 0
| solar pv | electricity grid | 0 | 1.5673 | 8.2727 | 18.5584 | 32.7923 | 47.8234 | 60.993 | 69.1199 | 68.1118 | 59.6088 |  | Oil Imports | 1235.4943 | 1459.1774 | 2094.1308 | 3065.9674 | 4157.6318 | 5448.0547 | 6933.9942 | 8427.2255 | 10106.2604 | 12020.7419 | 0 | 0 | 0 | 0 | 0 | 0 | 0 | 0 | 0 | 0 | 0 | 0 | 0 | 0 | 0 | 0 | 0 | 0 | 0 | 0
| solar | solar csp | 0 | 0 | 2.5246 | 8.5731 | 15.6385 | 25.7194 | 33.7842 | 37.8165 | 35.2919 | 29.2434 |  | Gas Reserves | 296.542 | 449.1921 | 507.0926 | 548.561 | 586.5732 | 641.5416 | 680.5419 | 722.9297 | 769.0713 | 803.223 | 0 | 0 | 0 | 0 | 0 | 0 | 0 | 0 | 0 | 0 | 0 | 0 | 0 | 0 | 0 | 0 | 0 | 0 | 0 | 0
| solar csp | electricity grid | 0 | 0 | 2.5246 | 8.5731 | 15.6385 | 25.7194 | 33.7842 | 37.8165 | 35.2919 | 29.2434 |  | Gas Imports | 134.3282 | 132.056 | 414.231 | 540.7636 | 673.6005 | 830.4781 | 1027.9602 | 1246.6262 | 1483.7759 | 1774.0609 | 0 | 0 | 0 | 0 | 0 | 0 | 0 | 0 | 0 | 0 | 0 | 0 | 0 | 0 | 0 | 0 | 0 | 0 | 0 | 0
| wind | onshore wind | 12.4372 | 18.7222 | 36.6049 | 58.5199 | 81.3115 | 110.8967 | 129.1406 | 139.8615 | 148.2769 | 148.8028 |  | Onshore Wind | 12.4372 | 18.7222 | 36.6049 | 58.5199 | 81.3115 | 110.8967 | 129.1406 | 139.8615 | 148.2769 | 148.8028 | 12.4372 | 18.7222 | 36.6049 | 58.5199 | 81.3115 | 110.8967 | 129.1406 | 139.8615 | 148.2769 | 148.8028 | 0 | 0 | 0 | 0 | 0 | 0 | 0 | 0 | 0 | 0
| wind | offshore wind | 0 | 0 | 0 | 1.4464 | 3.0243 | 4.6021 | 7.8456 | 11.1766 | 12.886 | 13.149 |  | Offshore Wind | 0 | 0 | 0 | 1.4464 | 3.0243 | 4.6021 | 7.8456 | 11.1766 | 12.886 | 13.149 | 0 | 0 | 0 | 1.4464 | 3.0243 | 4.6021 | 7.8456 | 11.1766 | 12.886 | 13.149 | 0 | 0 | 0 | 0 | 0 | 0 | 0 | 0 | 0 | 0
| onshore wind | electricity grid | 12.4372 | 18.7222 | 36.6049 | 58.5199 | 81.3115 | 110.8967 | 129.1406 | 139.8615 | 148.2769 | 148.8028 |  | Bio-conversion | 946.4113 | 958.847 | 961.865 | 965.6665 | 970.4161 | 976.3556 | 982.9322 | 987.4628 | 993.1345 | 1000.8692 | 946.4113 | 958.847 | 961.865 | 965.6665 | 970.4161 | 976.3556 | 982.9322 | 987.4628 | 993.1345 | 1000.8692 | 0 | 0 | 0 | 0 | 0 | 0 | 0 | 0 | 0 | 0
| offshore wind | electricity grid | 0 | 0 | 0 | 1.4464 | 3.0243 | 4.6021 | 7.8456 | 11.1766 | 12.886 | 13.149 |  | Agriculture Waste/ Energy Crops | 946.4113 | 958.847 | 961.865 | 965.6665 | 970.4161 | 976.3556 | 982.9322 | 987.4628 | 993.1345 | 1000.8692 | 0 | 0 | 0 | 0 | 0 | 0 | 0 | 0 | 0 | 0 | 0 | 0 | 0 | 0 | 0 | 0 | 0 | 0 | 0 | 0
| small hydro | electricity grid | 7.0138 | 12.0815 | 17.604 | 23.9375 | 27.7507 | 31.6516 | 33.6239 | 33.9023 | 34.7907 | 35.3824 |  | Municipal Waste | 0 | 0 | 0 | 0 | 0 | 0 | 0 | 0 | 0 | 0 | 0 | 0 | 0 | 0 | 0 | 0 | 0 | 0 | 0 | 0 | 0 | 0 | 0 | 0 | 0 | 0 | 0 | 0 | 0 | 0
| hydro | electricity grid | 121.4968 | 143.7624 | 171.8136 | 171.8136 | 171.8136 | 171.8136 | 171.8136 | 171.8136 | 171.8136 | 171.8136 |  | Oil Reserves | 395.2804 | 442.9867 | 480.4208 | 406.8219 | 404.6927 | 402.8364 | 401.685 | 401.1302 | 401.1899 | 401.8881 | 0 | 0 | 0 | 0 | 0 | 0 | 0 | 0 | 0 | 0 | 0 | 0 | 0 | 0 | 0 | 0 | 0 | 0 | 0 | 0
| nuclear | thermal generation | 80.9477 | 93.7712 | 199.965 | 193.5533 | 193.5533 | 189.546 | 180.7299 | 176.3218 | 167.5057 | 167.5057 |  | Oil Imports | 1235.4943 | 1459.1774 | 2094.1308 | 3065.9674 | 4157.6318 | 5448.0547 | 6933.9942 | 8427.2255 | 10106.2604 | 12020.7419 | 0 | 0 | 0 | 0 | 0 | 0 | 0 | 0 | 0 | 0 | 0 | 0 | 0 | 0 | 0 | 0 | 0 | 0 | 0 | 0
| solar pv | off grid renewables | 0 | 0 | 0.11418 | 0.13396 | 0.46218 | 0.53416 | 1.2541 | 1.3762 | 2.8747 | 4.0778 |  | Thermal Generation | 1899.1798 | 2491.0773 | 3461.0384 | 4932.105 | 6848.9655 | 9543.7972 | 11934.8518 | 14768.3672 | 17340.6544 | 20281.5716 | 1899.1798 | 2491.0773 | 3461.0384 | 4932.105 | 6848.9655 | 9543.7972 | 11934.8518 | 14768.3672 | 17340.6544 | 20281.5716 | 0 | 0 | 0 | 0 | 9.0949e-13 | 1.819e-12 | 1.819e-12 | 0 | 3.638e-12 | 3.638e-12
| electricity imports | electricity grid | 1 | 4 | 14 | 21 | 31 | 40 | 49 | 55 | 55 | 55 |  | Electricity Grid | 790.7697 | 1030.1577 | 1444.7826 | 2044.3014 | 2817.7334 | 3882.9115 | 4819.456 | 5890.1122 | 6842.9324 | 7928.9892 | 790.7697 | 1030.1577 | 1444.7826 | 2044.3014 | 2817.7334 | 3882.9115 | 4819.456 | 5890.1122 | 6842.9324 | 7928.9892 | 0 | 0 | 2.2737e-13 | -2.2737e-13 | 0 | 0 | 0 | 0 | 9.0949e-13 | 9.0949e-13
| bio-conversion | solid | 937.2336 | 948.4098 | 947.5049 | 946.6399 | 945.8151 | 945.0309 | 944.2878 | 939.9735 | 935.1007 | 930.228 |  | Green Building Savings | 0.018782 | 0.018836 | 0.033535 | 0.060795 | 0.11024 | 0.20356 | 0.2702 | 0.35871 | 0.38321 | 0.40945 | 0 | 0 | 0 | 0 | 0 | 0 | 0 | 0 | 0 | 0 | 0 | 0 | 0 | 0 | 0 | 0 | 0 | 0 | 0 | 0
| bio-conversion | liquid | 0 | 0.13142 | 3.0141 | 6.6403 | 11.1746 | 16.858 | 23.8124 | 32.2828 | 42.4433 | 54.6569 |  | Losses | 0 | 0 | 0 | 0 | 0 | 0 | 0 | 0 | 0 | 0 | 1413.2445 | 1841.3086 | 2555.6769 | 3560.9301 | 4857.4032 | 6668.1636 | 8304.349 | 10231.4001 | 12005.1458 | 14014.4453 | 0 | 0 | 0 | 0 | 0 | 0 | 0 | 0 | 0 | 0
| bio-conversion | gas | 9.1778 | 10.3058 | 11.346 | 12.3863 | 13.4265 | 14.4667 | 14.832 | 15.2066 | 15.5905 | 15.9842 |  | Gas | 440.048 | 591.5538 | 932.6696 | 1101.7108 | 1273.6003 | 1486.4863 | 1723.3341 | 1984.7625 | 2268.4378 | 2593.2682 | 440.048 | 591.5538 | 932.6696 | 1101.7108 | 1273.6003 | 1486.4863 | 1723.3341 | 1984.7625 | 2268.4378 | 2593.2682 | -5.6843e-14 | 0 | 1.1369e-13 | -2.2737e-13 | 2.2737e-13 | 0 | 0 | -2.2737e-13 | 0 | 0
| gas | thermal generation | 126.8156 | 191.3783 | 217.6579 | 217.6579 | 217.6579 | 217.6579 | 217.6579 | 217.6579 | 217.6579 | 217.6579 |  | Solid | 3253.4798 | 4179.699 | 5410.0088 | 7545.5212 | 10199.9024 | 13706.0819 | 16912.5148 | 20451.6615 | 23597.2169 | 27124.9885 | 3253.4798 | 4179.699 | 5410.0088 | 7545.5212 | 10199.9024 | 13706.0819 | 16912.5148 | 20451.6615 | 23597.2169 | 27124.9885 | 4.5475e-13 | 0 | -9.0949e-13 | 0 | 0 | 0 | 0 | 0 | 3.638e-12 | 0
| solid | thermal generation | 1691.4164 | 2205.9279 | 3043.4155 | 4520.8938 | 6437.7543 | 9136.5933 | 11536.464 | 14374.3875 | 16955.4907 | 19896.4079 |  | Liquid | 1630.7748 | 1902.2955 | 2577.5657 | 3479.4296 | 4573.499 | 5867.7491 | 7359.4916 | 8860.6386 | 10549.8936 | 12477.287 | 1630.7748 | 1902.2955 | 2577.5657 | 3479.4296 | 4573.499 | 5867.7491 | 7359.4916 | 8860.6386 | 10549.8936 | 12477.287 | 0 | 0 | -4.5475e-13 | 0 | -9.0949e-13 | 9.0949e-13 | 0 | 0 | 1.819e-12 | 0
| thermal generation | electricity grid | 648.8219 | 850.0244 | 1193.9627 | 1740.4526 | 2454.4025 | 3450.4047 | 4333.2552 | 5371.4217 | 6316.7615 | 7415.9892 |  | Off Grid Renewables | 0 | 0 | 0.11418 | 0.13396 | 0.46218 | 0.53416 | 1.2541 | 1.3762 | 2.8747 | 4.0778 | 0 | 0 | 0.11418 | 0.13396 | 0.46218 | 0.53416 | 1.2541 | 1.3762 | 2.8747 | 4.0778 | 0 | 0 | 0 | 0 | 0 | 0 | 0 | 0 | 0 | 0
| thermal generation | losses | 1250.3578 | 1641.053 | 2267.0757 | 3191.6524 | 4394.5629 | 6093.3925 | 7601.5966 | 9396.9455 | 11023.8929 | 12865.5824 |  | Over Generation/Exports | 0 | 0 | 0 | 0 | 0 | 0 | 0 | 0 | 0 | 0 | 0 | 5.464 | 0 | 0 | 4.5475e-13 | 4.5475e-13 | 0 | 0 | 0 | 0 | 0 | 0 | 0 | 0 | 0 | 0 | 0 | 0 | 0 | 0
| electricity grid | T&D losses | 195.0829 | 232.503 | 310.6572 | 419.8995 | 551.7122 | 726.4151 | 862.8754 | 978.3476 | 1091.0371 | 1230.4205 |  | Coal | 2316.2462 | 3231.2892 | 4462.5039 | 6598.8813 | 9254.0874 | 12761.051 | 15968.227 | 19511.6881 | 22662.1162 | 26194.7605 | 2316.2462 | 3231.2892 | 4462.5039 | 6598.8813 | 9254.0874 | 12761.051 | 15968.227 | 19511.6881 | 22662.1162 | 26194.7605 | 0 | 0 | 0 | 0 | 0 | 0 | 0 | 0 | 0 | 0
| electricity grid | passenger transport | 7.8046 | 7.8046 | 9.9812 | 12.6777 | 15.1831 | 17.978 | 20.9964 | 23.918 | 26.47 | 28.24 |  | Oil | 1630.7748 | 1902.1641 | 2574.5516 | 3472.7892 | 4562.3245 | 5850.8911 | 7335.6793 | 8828.3558 | 10507.4503 | 12422.63 | 1630.7748 | 1902.1641 | 2574.5516 | 3472.7892 | 4562.3245 | 5850.8911 | 7335.6793 | 8828.3558 | 10507.4503 | 12422.63 | 0 | 0 | 0 | 0 | 0 | 0 | 0 | 0 | 0 | 0
| electricity grid | freight transport | 6.371 | 6.371 | 9.4069 | 13.1408 | 17.6101 | 22.8926 | 28.4049 | 30.8764 | 33.4848 | 35.9467 |  | Natural Gas | 430.8702 | 581.2481 | 921.3236 | 1089.3246 | 1260.1738 | 1472.0196 | 1708.502 | 1969.556 | 2252.8472 | 2577.2839 | 430.8702 | 581.2481 | 921.3236 | 1089.3246 | 1260.1738 | 1472.0196 | 1708.502 | 1969.556 | 2252.8472 | 2577.2839 | 0 | 0 | 0 | 0 | 0 | 0 | 0 | 0 | 0 | 0
| electricity grid | industry | 291.7178 | 401.235 | 503.1177 | 638.2062 | 792.4819 | 966.1785 | 1200.6228 | 1462.2793 | 1752.1756 | 2061.2613 |  | Passenger Transport | 0 | 0 | 0 | 0 | 0 | 0 | 0 | 0 | 0 | 0 | 505.5108 | 505.5108 | 756.6893 | 1096.4808 | 1494.8975 | 1969.0313 | 2511.5796 | 3073.762 | 3696.3913 | 4426.7299 | 0 | 0 | 0 | 0 | 0 | 0 | 0 | 0 | 0 | 0
| electricity grid | household cooking | 0.3066 | 0.40568 | 1.9119 | 3.0737 | 5.9878 | 10.9243 | 14.6052 | 19.2214 | 25.3784 | 29.2477 |  | Freight Transport | 0 | 0 | 0 | 0 | 0 | 0 | 0 | 0 | 0 | 0 | 342.3617 | 342.3617 | 514.8251 | 745.0963 | 1048.2509 | 1437.3785 | 1912.6844 | 2313.7172 | 2752.7742 | 3210.2434 | 0 | 0 | 0 | 0 | 0 | 0 | 0 | 0 | 0 | 0
| electricity grid | household lighting & appliances | 117.7524 | 162.8229 | 294.1978 | 488.1202 | 762.1383 | 1157.912 | 1452.2442 | 1803.3634 | 2203.8938 | 2671.8455 |  | Industry | 0 | 0 | 0 | 0 | 0 | 0 | 0 | 0 | 0 | 0 | 1615.7381 | 2278.7992 | 3188.099 | 4295.4614 | 5520.882 | 6883.4692 | 8404.5909 | 9897.3853 | 11326.4343 | 12793.2718 | 0 | 0 | 0 | 0 | 0 | 0 | 0 | 0 | 0 | 0
| electricity grid | commercial lighting & appliances | 69.8186 | 69.8185 | 115.3951 | 190.7404 | 315.3108 | 521.2826 | 689.4051 | 911.7499 | 970.1753 | 1032.3445 |  | Household Cooking | 0 | 0 | 0 | 0 | 0 | 0 | 0 | 0 | 0 | 0 | 1045.8611 | 1153.7282 | 1148.4989 | 1155.9568 | 1156.4277 | 1145.5432 | 1128.6767 | 1099.7851 | 1069.2095 | 1079.9753 | 0 | 0 | 0 | 0 | 0 | 0 | 0 | 0 | 0 | 0
| electricity grid | agriculture | 99.549 | 135.8436 | 188.775 | 262.3257 | 335.7407 | 428.7781 | 506.9106 | 599.2678 | 658.5675 | 723.7193 |  | Commercial Cooking | 0 | 0 | 0 | 0 | 0 | 0 | 0 | 0 | 0 | 0 | 42.6367 | 64.7672 | 96.6439 | 143.4128 | 210.7458 | 308.3434 | 412.6331 | 552.1961 | 738.963 | 988.8991 | 0 | 0 | 0 | 0 | 0 | 0 | 0 | 0 | 0 | 0
| electricity grid | telecom | 2.3668 | 7.8894 | 11.3399 | 16.1172 | 21.5684 | 30.5503 | 43.3913 | 61.0882 | 81.7498 | 115.9637 |  | Agriculture | 0 | 0 | 0 | 0 | 0 | 0 | 0 | 0 | 0 | 0 | 177.8286 | 237.2069 | 328.2852 | 453.5177 | 591.385 | 750.1024 | 850.2884 | 969.3088 | 1047.8059 | 1134.4955 | 0 | 0 | 0 | 0 | 0 | 0 | 0 | 0 | 0 | 0
| green building savings | household lighting & appliances | 0 | 0 | -5.9191e-13 | 0 | -5.4145e-13 | 0 | 1.6414e-12 | -2.6703e-12 | 3.0901e-12 | -5.511e-12 |  | Telecom | 0 | 0 | 0 | 0 | 0 | 0 | 0 | 0 | 0 | 0 | 13.8869 | 46.2897 | 56.3283 | 69.8874 | 91.8217 | 113.343 | 132.6586 | 161.3498 | 209.695 | 297.4563 | 0 | 0 | 0 | 0 | 0 | 0 | 0 | 0 | 0 | 0
| green building savings | commercial lighting & appliances | 0.018782 | 0.018836 | 0.033535 | 0.060795 | 0.11024 | 0.20356 | 0.2702 | 0.35871 | 0.38321 | 0.40945 |  | Household Lighting & Appliances | 0 | 0 | 0 | 0 | 0 | 0 | 0 | 0 | 0 | 0 | 125.2283 | 169.6951 | 300.0443 | 492.8144 | 765.5111 | 1159.8319 | 1453.7842 | 1804.4492 | 2204.4682 | 2671.8455 | 0 | 0 | 0 | 0 | 0 | 0 | 0 | 0 | 0 | 0
| electricity grid | over generation/exports | 0 | 5.464 | 0 | 0 | 4.5475e-13 | 4.5475e-13 | 0 | 0 | 0 | 0 |  | Commercial Lighting & Appliances | 0 | 0 | 0 | 0 | 0 | 0 | 0 | 0 | 0 | 0 | 69.8374 | 69.8374 | 115.4286 | 190.8011 | 315.4211 | 521.4862 | 689.6753 | 912.1086 | 970.5585 | 1032.754 | 0 | 0 | 0 | 0 | 0 | 0 | 0 | 0 | 0 | 0
| liquid | passenger transport | 487.9539 | 487.9539 | 728.2842 | 1051.2159 | 1426.6914 | 1870.2261 | 2376.337 | 2897.7003 | 3473.4438 | 4149.4777 |  | T&D losses | 0 | 0 | 0 | 0 | 0 | 0 | 0 | 0 | 0 | 0 | 195.0829 | 232.503 | 310.6572 | 419.8995 | 551.7122 | 726.4151 | 862.8754 | 978.3476 | 1091.0371 | 1230.4205 | 0 | 0 | 0 | 0 | 0 | 0 | 0 | 0 | 0 | 0
| liquid | freight transport | 335.9906 | 335.9906 | 505.4182 | 731.9555 | 1030.6408 | 1414.4859 | 1884.2795 | 2282.8408 | 2719.2894 | 3174.2967 |  |  | 0 | 0 | 0 | 0 | 0 | 0 | 0 | 0 | 0 | 0 | 0 | 0 | 0 | 0 | 0 | 0 | 0 | 0 | 0 | 0 | 0 | 0 | 0 | 0 | 0 | 0 | 0 | 0 | 0 | 0
| liquid | industry | 485.7165 | 642.2086 | 789.3311 | 976.3434 | 1185.3291 | 1416.6218 | 1724.8038 | 2065.4367 | 2442.9502 | 2845.1287 |  |  | 0 | 0 | 0 | 0 | 0 | 0 | 0 | 0 | 0 | 0 | 0 | 0 | 0 | 0 | 0 | 0 | 0 | 0 | 0 | 0 | 0 | 0 | 0 | 0 | 0 | 0 | 0 | 0 | 0 | 0
| liquid | household cooking | 84.3677 | 115.2609 | 121.9172 | 133.9907 | 143.858 | 145.6225 | 151.5871 | 154.7328 | 162.7832 | 176.2067 |  |  | 0 | 0 | 0 | 0 | 0 | 0 | 0 | 0 | 0 | 0 | 0 | 0 | 0 | 0 | 0 | 0 | 0 | 0 | 0 | 0 | 0 | 0 | 0 | 0 | 0 | 0 | 0 | 0 | 0 | 0
| liquid | commercial cooking | 32.7843 | 49.8051 | 73.9555 | 109.2097 | 159.7018 | 232.5214 | 309.6491 | 412.36 | 549.1404 | 731.2909
| liquid | agriculture | 78.2796 | 101.3633 | 139.5102 | 191.192 | 255.6443 | 321.3243 | 343.3778 | 370.0409 | 389.2384 | 410.7762
| liquid | telecom | 11.5201 | 38.4003 | 44.8742 | 53.6363 | 69.7911 | 82.2586 | 88.0131 | 98.8854 | 125.0704 | 177.4148
| liquid | over generation/exports | 0 | 0 | 0 | 0 | 0 | 0 | 0 | 0 | 0 | 0
| liquid | household lighting & appliances | 7.4759 | 6.8721 | 5.8465 | 4.6943 | 3.3728 | 1.9198 | 1.54 | 1.0858 | 0.57441 | 0
| gas | passenger transport | 9.7524 | 9.7524 | 18.4239 | 32.5872 | 53.023 | 80.8273 | 114.2462 | 152.1438 | 196.4774 | 249.0122
| gas | industry | 225.8096 | 281.6956 | 530.9936 | 640.0271 | 731.7258 | 836.8193 | 956.6885 | 1076.0978 | 1193.0891 | 1313.4819
| gas | household cooking | 11.6176 | 17.9506 | 22.7332 | 35.1497 | 55.7791 | 83.3573 | 108.9094 | 142.1283 | 177.541 | 219.3404 | [22 empty] | 0 | 0 | 0 | 0 | 0 | 0 | 0 | 0 | 0 | 0
| gas | commercial cooking | 9.8524 | 14.9621 | 22.6884 | 34.2031 | 51.044 | 75.822 | 102.984 | 139.8361 | 189.8226 | 257.6082 | [22 empty] | 0 | 0 | 0 | 0 | 0 | 0 | 0 | 0 | 0 | 0
| off grid renewables | agriculture | 0 | 0 | 0 | 0 | 0 | 0 | 0 | 0 | 0 | 0 | [22 empty] | 0 | 0 | 0 | 0 | 0 | 0 | 0 | 0 | 0 | 0
| off grid renewables | telecom | 0 | 0 | 0.11418 | 0.13396 | 0.46218 | 0.53416 | 1.2541 | 1.3762 | 2.8747 | 4.0778 | [22 empty] | 0 | 0 | 0 | 0 | 0 | 0 | 0 | 0 | 0 | 0
| gas | over generation/exports | 0 | 0 | 0 | 0 | 0 | 0 | 0 | 0 | 0 | 0
| solid | industry | 612.4942 | 953.66 | 1364.6566 | 2040.8847 | 2811.3453 | 3663.8496 | 4522.4757 | 5293.5715 | 5938.2193 | 6573.3999
| solid | household cooking | 949.5692 | 1020.1111 | 1001.9367 | 983.7427 | 950.8029 | 905.639 | 853.5751 | 783.7025 | 703.5069 | 655.1806
| solid | over generation/exports | 0 | 0 | 0 | 0 | 0 | 0 | 0 | 0 | 0 | 0
| coal | solid | 2316.2462 | 3231.2892 | 4462.5039 | 6598.8813 | 9254.0874 | 12761.051 | 15968.227 | 19511.6881 | 22662.1162 | 26194.7605
| oil | liquid | 1630.7748 | 1902.1641 | 2574.5516 | 3472.7892 | 4562.3245 | 5850.8911 | 7335.6793 | 8828.3558 | 10507.4503 | 12422.63
| natural gas | gas | 430.8702 | 581.2481 | 921.3236 | 1089.3246 | 1260.1738 | 1472.0196 | 1708.502 | 1969.556 | 2252.8472 | 2577.2839
| gas | losses | 56.2005 | 75.815 | 120.1726 | 142.0858 | 164.3705 | 192.0026 | 222.8481 | 256.8986 | 293.8496 | 336.1675
| liquid | losses | 106.6862 | 124.4406 | 168.4286 | 227.1918 | 298.4698 | 382.7686 | 479.9043 | 577.556 | 687.4033 | 812.6954

## Land Use
Land use implications
| B.01 | India Land area | 2007 | 2012 | 2017 | 2022 | 2027 | 2032 | 2037 | 2042 | 2047 | 2052 | ha
| I.a | Gas Power Stations | 498.686 | 669.4674 | 761.9057 | 761.9057 | 761.9057 | 761.9057 | 761.9057 | 761.9057 | 761.9057 | 761.9057
| I.b | Coal power stations | 22714 | 34631.4541 | 48555.7285 | 45960.8479 | 42210.2679 | 38138.3679 | 34604.5404 | 30341.2334 | 27159.8884 | 16661.8654
| I.c | Carbon Capture Storage (CCS) | 0 | 0 | 0 | 0 | 0 | 0 | 0 | 0 | 0 | 0
| I.d | Electricity Balancing Requirement | 1748.9799 | 0 | 404.7637 | 13980.4436 | 31985.2446 | 56493.1863 | 77963.1951 | 103228.4027 | 126224.3523 | 156181.2038
| II | Nuclear power | 10504 | 12168 | 25948 | 25116 | 25116 | 24596 | 23452 | 22880 | 21736 | 21736
| III | Hydro Power Generation | 27027 | 31980 | 38220 | 38220 | 38220 | 38220 | 38220 | 38220 | 38220 | 38220
|  | Conventional Generation | 62492.6659 | 79448.9215 | 113890.398 | 124039.1972 | 138293.4182 | 158209.4599 | 175001.6412 | 195431.5418 | 214102.1464 | 233560.9749
| IV.a | Solar PV | 0 | 1808.8436 | 8939.1726 | 18629.901 | 30460.2069 | 41045.2175 | 46785.1244 | 49999.2357 | 46566.7939 | 38595.9013
| IV.b | Solar CSP | 0 | 0 | 2428.1139 | 6677.3131 | 11128.8552 | 15175.7116 | 19222.568 | 21245.9962 | 19222.568 | 15175.7116
| IV.c.1 | Onshore Wind | 4306.2538 | 6284.5657 | 11444.3076 | 17514.5923 | 23584.8769 | 31172.7327 | 34454.3346 | 35511.1651 | 36421.7078 | 35207.6509
| IV.d | Small Hydro | 2398.4909 | 4110.3111 | 5931.3965 | 7995.2933 | 9209.3502 | 10423.4072 | 11030.4356 | 10877.9501 | 10975.8031 | 10975.8031
|  | Renewables | 6704.7447 | 12203.7205 | 28742.9906 | 50817.0996 | 74383.2892 | 97817.0689 | 111492.4627 | 117634.3471 | 113186.8728 | 99955.0668
| V.a | Biomass Based Electricity& Biogas | 4087.891 | 5623.7789 | 6416.4925 | 7209.206 | 8001.9195 | 8794.633 | 9587.3465 | 10380.0601 | 11172.7736 | 11965.4871
| V.b | First & Second Generation Bio Fuels | 0 | 150000 | 177777.7778 | 200000 | 250000 | 300000 | 350000 | 400000 | 450000 | 500000
| V.c | Advanced Bio Fuels | 0 | 0 | 0 | 0 | 8 | 80 | 160 | 240 | 320 | 400
| VI.a | Waste to Electricity | 0 | 0 | 0 | 0 | 0 | 0 | 0 | 0 | 0 | 0
|  | Bio Energy | 4087.891 | 155623.7789 | 184194.2702 | 207209.206 | 258009.9195 | 308874.633 | 359747.3465 | 410620.0601 | 461492.7736 | 512365.4871
|  | India Land Requirement | 73285.3017 | 247276.4209 | 326827.6588 | 382065.5028 | 470686.6269 | 564901.1618 | 646241.4504 | 723685.949 | 788781.7927 | 845881.5287
| B.04 | India Sea area | 2007 | 2012 | 2017 | 2022 | 2027 | 2032 | 2037 | 2042 | 2047 | 2052 | ha
| IV.c.2 | Offshore Wind | 0 | 0 | 0 | 0 | 0 | 0 | 0 | 0 | 0 | 0
| v.c | Advanced Bio Fuels | 0 | 0 | 0 | 0 | 400 | 800 | 1600 | 2400 | 3200 | 4000
|  | Total India Off Shore area Requirement | 0 | 0 | 0 | 0 | 400 | 800 | 1600 | 2400 | 3200 | 4000
|  | Area in ha | 2017: Least Effort Pathway; 2022: Your Pathway; 2027: Change
|  | Conventional | 2017: 214102.1464; 2022: 214102.1464; 2027: -3.2014e-10
|  | Renewables | 2017: 113186.8728; 2022: 113186.8728; 2027: 0
|  | Bio Energy | 2017: 461492.7736; 2022: 461492.7736; 2027: 0
|  | Total | 2017: 788781.7927; 2022: 788781.7927; 2027: 0
|  | India's Land Area | 2022: 328700000
|  | Land Area as % India's area | 2017: 0.24%; 2022: 0.24%

## 2007
2007
|  |  | TWh | Uses | [12 empty] | Secondary sources | [19 empty] | Primary Sources | [20 empty] | Adjustments | [6 empty] | Emissions (Mt CO2e)
|  |  |  | Domestic Lighting & appliances | Commercial Lighting & Appliances | Industry | Road transport | Rail transport | Domestic aviation | Green Building Design & Envelope Savings | Pumps& Tractors | Telecom Sector Energy Demand | Domestic Cooking Energy Demand | Commercial Cooking Energy Demand | Total uses |  | Electricity (delivered to end user) | Electricity (supplied to grid) | Solid hydrocarbons | Liquid hydrocarbons | Gaseous hydrocarbons | Coal indigenous production | Oil and petroleum products | Natural gas | Solid Biomass Hydrocarbons | Gaseous Biomass Hydrocarbons | Edible biomass | Energy crops (second generation) | Energy crops (first generation) | Dry biomass and waste | Wet biomass and waste | Gaseous waste | Off Grid Renewables | H2 | Total secondary sources |  | Coal reserves | Oil reserves | Gas reserves | Biomass oversupply (imports) | Electricity oversupply (imports) | Petroleum products oversupply | Coal oversupply (imports) | Oil and petroleum products oversupply (imports) | Gas oversupply (imports) | Nuclear fission | Solar | Wind | Tidal | Wave | Geothermal | Hydro | Environmental heat | Agriculture | Waste | Total primary sources |  | Conversion losses | Distribution losses and own use | Total adjust. |  | Unallocated |  |  | Fuel Combustion |  |  |  | Fugitive Emissions from Fuels |  |  |  | Industrial Processes |  |  |  | Solvent and Other Product Use |  |  |  | Agriculture |  |  |  | Land Use, Land-Use Change and Forestry |  |  |  | Waste |  |  |  | Other |  |  |  | International Aviation and Shipping |  |  |  | Bioenergy credit |  |  |  | Carbon capture |  |  |  | Total
|  | Sector |  | L.01 | L.02 | I.01 | T.01 | T.02 | T.03 | S.01 | D.01 | G.01 | M.01 | M.02 |  |  | V.01 | V.02 | V.03 | V.04 | V.05 | C.01 | C.02 | C.03 | V.06 | V.07 | V.08 | V.13 | V.14 | V.09 | V.10 | V.15 | V.11 | V.12 |  |  | Q.01 | Q.02 | Q.03 | Y.01 | Y.02 | Y.03 | Y.04 | Y.05 | Y.06 | N.01 | R.01 | R.02 | R.03 | R.04 | R.05 | R.06 | R.07 | A.01 | W.01 |  |  | X.01 | X.02 |  |  | Z.01 |  |  | 1A | 1A | 1A | 1A | 1B | 1B | 1B | 1B | 2 | 2 | 2 | 2 | 3 | 3 | 3 | 3 | 4 | 4 | 4 | 4 | 5 | 5 | 5 | 5 | 6 | 6 | 6 | 6 | 7 | 7 | 7 | 7 | X1 | X1 | X1 | X1 | X2 | X2 | X2 | X2 | X3 | X3 | X3 | X3
[65 empty] | CO2 | CH4 | N2O | F | CO2 | CH4 | N2O | F | CO2 | CH4 | N2O | F | CO2 | CH4 | N2O | F | CO2 | CH4 | N2O | F | CO2 | CH4 | N2O | F | CO2 | CH4 | N2O | F | CO2 | CH4 | N2O | F | CO2 | CH4 | N2O | F | CO2 | CH4 | N2O | F | CO2 | CH4 | N2O | F
Consumption
| IX | Buildings
| X.a | Domestic Lighting & Appliances |  | 125.2283 | 0 | 0 | 0 | 0 | 0 | 0 | 0 | 0 | 0 | 0 | 125.2283 |  | -117.7524 | 0 | 0 | -7.4759 | 0 | 0 | 0 | 0 | 0 | 0 | 0 | 0 | 0 | 0 | 0 | 0 | 0 | 0 | -125.2283 |  | 0 | 0 | 0 | 0 | 0 | 0 | 0 | 0 | 0 | 0 | 0 | 0 | 0 | 0 | 0 | 0 | 0 | 0 | 0 | 0 |  | 0 | 0 | 0 |  | 0 |  |  | 1.994 | 0 | 0 | 0 | 0 | 0 | 0 | 0 | 0 | 0 | 0 | 0 | 0 | 0 | 0 | 0 | 0 | 0 | 0 | 0 | 0 | 0 | 0 | 0 | 0 | 0 | 0 | 0 | 0 | 0 | 0 | 0 | 0 | 0 | 0 | 0 | 0 | 0 | 0 | 0 | 0 | 0 | 0 | 0 | 1.994
| X.b | Commercial Lighting & Appliances |  | 0 | 69.8374 | 0 | 0 | 0 | 0 | -0.018782 | 0 | 0 | 0 | 0 | 69.8186 |  | -69.8186 | 0 | 0 | 0 | 0 | 0 | 0 | 0 | 0 | 0 | 0 | 0 | 0 | 0 | 0 | 0 | 0 | 0 | -69.8186 |  | 0 | 0 | 0 | 0 | 0 | 0 | 0 | 0 | 0 | 0 | 0 | 0 | 0 | 0 | 0 | 0 | 0 | 0 | 0 | 0 |  | 0 | 0 | 0 |  | 0 |  |  | 0 | 0 | 0 | 0 | 0 | 0 | 0 | 0 | 0 | 0 | 0 | 0 | 0 | 0 | 0 | 0 | 0 | 0 | 0 | 0 | 0 | 0 | 0 | 0 | 0 | 0 | 0 | 0 | 0 | 0 | 0 | 0 | 0 | 0 | 0 | 0 | 0 | 0 | 0 | 0 | 0 | 0 | 0 | 0 | 0
| X | Lighting and appliances |  | 125.2283 | 69.8374 | 0 | 0 | 0 | 0 | -0.018782 | 0 | 0 | 0 | 0 | 195.0469 |  | -187.5709 | 0 | 0 | -7.4759 | 0 | 0 | 0 | 0 | 0 | 0 | 0 | 0 | 0 | 0 | 0 | 0 | 0 | 0 | -195.0469 |  | 0 | 0 | 0 | 0 | 0 | 0 | 0 | 0 | 0 | 0 | 0 | 0 | 0 | 0 | 0 | 0 | 0 | 0 | 0 | 0 |  | 0 | 0 | 0 |  | -2.8422e-14 |  |  | 1.994 | 0 | 0 | 0 | 0 | 0 | 0 | 0 | 0 | 0 | 0 | 0 | 0 | 0 | 0 | 0 | 0 | 0 | 0 | 0 | 0 | 0 | 0 | 0 | 0 | 0 | 0 | 0 | 0 | 0 | 0 | 0 | 0 | 0 | 0 | 0 | 0 | 0 | 0 | 0 | 0 | 0 | 0 | 0 | 1.994
| XI | Industry |  | 0 | 0 | 1615.7381 | 0 | 0 | 0 | 0 | 0 | 0 | 0 | 0 | 1615.7381 |  | -291.7178 | 0 | -612.4942 | -485.7165 | -225.8096 | 0 | 0 | 0 | 0 | 0 | 0 | 0 | 0 | 0 | 0 | 0 | 0 | 0 | -1615.7381 |  | 0 | 0 | 0 | 0 | 0 | 0 | 0 | 0 | 0 | 0 | 0 | 0 | 0 | 0 | 0 | 0 | 0 | 0 | 0 | 0 |  | 0 | 0 | 0 |  | 0 |  |  | 329.3139 | 0 | 0 | 0 | 0 | 0 | 0 | 0 | 0 | 0 | 0 | 0 | 0 | 0 | 0 | 0 | 0 | 0 | 0 | 0 | 0 | 0 | 0 | 0 | 0 | 0 | 0 | 0 | 0 | 0 | 0 | 0 | 0 | 0 | 0 | 0 | 0 | 0 | 0 | 0 | 0 | 0 | 0 | 0 | 329.3139
| XI | Industry |  | 0 | 0 | 1615.7381 | 0 | 0 | 0 | 0 | 0 | 0 | 0 | 0 | 1615.7381 |  | -291.7178 | 0 | -612.4942 | -485.7165 | -225.8096 | 0 | 0 | 0 | 0 | 0 | 0 | 0 | 0 | 0 | 0 | 0 | 0 | 0 | -1615.7381 |  | 0 | 0 | 0 | 0 | 0 | 0 | 0 | 0 | 0 | 0 | 0 | 0 | 0 | 0 | 0 | 0 | 0 | 0 | 0 | 0 |  | 0 | 0 | 0 |  | 0 |  |  | 329.3139 | 0 | 0 | 0 | 0 | 0 | 0 | 0 | 0 | 0 | 0 | 0 | 0 | 0 | 0 | 0 | 0 | 0 | 0 | 0 | 0 | 0 | 0 | 0 | 0 | 0 | 0 | 0 | 0 | 0 | 0 | 0 | 0 | 0 | 0 | 0 | 0 | 0 | 0 | 0 | 0 | 0 | 0 | 0 | 329.3139
| XII.a | Domestic passenger transport |  | 0 | 0 | 0 | 463.8638 | 22.2928 | 19.3542 | 0 | 0 | 0 | 0 | 0 | 505.5108 |  | -7.8046 | 0 | 0 | -487.9539 | -9.7524 | 0 | 0 | 0 | 0 | 0 | 0 | 0 | 0 | 0 | 0 | 0 | 0 | 0 | -505.5108 |  | 0 | 0 | 0 | 0 | 0 | 0 | 0 | 0 | 0 | 0 | 0 | 0 | 0 | 0 | 0 | 0 | 0 | 0 | 0 | 0 |  | 0 | 0 | 0 |  | -5.6843e-14 |  |  | 132.0892 | 0 | 0 | 0 | 0 | 0 | 0 | 0 | 0 | 0 | 0 | 0 | 0 | 0 | 0 | 0 | 0 | 0 | 0 | 0 | 0 | 0 | 0 | 0 | 0 | 0 | 0 | 0 | 0 | 0 | 0 | 0 | 0 | 0 | 0 | 0 | 0 | 0 | 0 | 0 | 0 | 0 | 0 | 0 | 132.0892
| XII.b | Domestic freight |  | 0 | 0 | 0 | 323.1978 | 18.2396 | 0.9243 | 0 | 0 | 0 | 0 | 0 | 342.3617 |  | -6.371 | 0 | 0 | -335.9906 | 0 | 0 | 0 | 0 | 0 | 0 | 0 | 0 | 0 | 0 | 0 | 0 | 0 | 0 | -342.3617 |  | 0 | 0 | 0 | 0 | 0 | 0 | 0 | 0 | 0 | 0 | 0 | 0 | 0 | 0 | 0 | 0 | 0 | 0 | 0 | 0 |  | 0 | 0 | 0 |  | 0 |  |  | 89.6168 | 0 | 0 | 0 | 0 | 0 | 0 | 0 | 0 | 0 | 0 | 0 | 0 | 0 | 0 | 0 | 0 | 0 | 0 | 0 | 0 | 0 | 0 | 0 | 0 | 0 | 0 | 0 | 0 | 0 | 0 | 0 | 0 | 0 | 0 | 0 | 0 | 0 | 0 | 0 | 0 | 0 | 0 | 0 | 89.6168
| XII | Transport |  | 0 | 0 | 0 | 787.0616 | 40.5324 | 20.2785 | 0 | 0 | 0 | 0 | 0 | 847.8725 |  | -14.1756 | 0 | 0 | -823.9445 | -9.7524 | 0 | 0 | 0 | 0 | 0 | 0 | 0 | 0 | 0 | 0 | 0 | 0 | 0 | -847.8725 |  | 0 | 0 | 0 | 0 | 0 | 0 | 0 | 0 | 0 | 0 | 0 | 0 | 0 | 0 | 0 | 0 | 0 | 0 | 0 | 0 |  | 0 | 0 | 0 |  | 1.1369e-13 |  |  | 221.706 | 0 | 0 | 0 | 0 | 0 | 0 | 0 | 0 | 0 | 0 | 0 | 0 | 0 | 0 | 0 | 0 | 0 | 0 | 0 | 0 | 0 | 0 | 0 | 0 | 0 | 0 | 0 | 0 | 0 | 0 | 0 | 0 | 0 | 0 | 0 | 0 | 0 | 0 | 0 | 0 | 0 | 0 | 0 | 221.706
| XIII.a | Domestic Cooking |  | 0 | 0 | 0 | 0 | 0 | 0 | 0 | 0 | 0 | 1045.8611 | 0 | 1045.8611 |  | -0.3066 | 0 | -949.5692 | -84.3677 | -11.6176 | 0 | 0 | 0 | 0 | 0 | 0 | 0 | 0 | 0 | 0 | 0 | 0 | 0 | -1045.8611 |  | 0 | 0 | 0 | 0 | 0 | 0 | 0 | 0 | 0 | 0 | 0 | 0 | 0 | 0 | 0 | 0 | 0 | 0 | 0 | 0 |  | 0 | 0 | 0 |  | 0 | [46 empty] | 0
| XIII.b | Commercial Cooking |  | 0 | 0 | 0 | 0 | 0 | 0 | 0 | 0 | 0 | 0 | 42.6367 | 42.6367 |  | 0 | 0 | 0 | -32.7843 | -9.8524 | 0 | 0 | 0 | 0 | 0 | 0 | 0 | 0 | 0 | 0 | 0 | 0 | 0 | -42.6367 |  | 0 | 0 | 0 | 0 | 0 | 0 | 0 | 0 | 0 | 0 | 0 | 0 | 0 | 0 | 0 | 0 | 0 | 0 | 0 | 0 |  | 0 | 0 | 0 |  | 0 |  |  | 10.7045 | 0 | 0 | 0 | 0 | 0 | 0 | 0 | 0 | 0 | 0 | 0 | 0 | 0 | 0 | 0 | 0 | 0 | 0 | 0 | 0 | 0 | 0 | 0 | 0 | 0 | 0 | 0 | 0 | 0 | 0 | 0 | 0 | 0 | 0 | 0 | 0 | 0 | 0 | 0 | 0 | 0 | 0 | 0 | 10.7045
| XIII | Cooking |  | 0 | 0 | 0 | 0 | 0 | 0 | 0 | 0 | 0 | 1045.8611 | 42.6367 | 1088.4978 |  | -0.3066 | 0 | -949.5692 | -117.152 | -21.47 | 0 | 0 | 0 | 0 | 0 | 0 | 0 | 0 | 0 | 0 | 0 | 0 | 0 | -1088.4978 |  | 0 | 0 | 0 | 0 | 0 | 0 | 0 | 0 | 0 | 0 | 0 | 0 | 0 | 0 | 0 | 0 | 0 | 0 | 0 | 0 |  | 0 | 0 | 0 |  | 2.2737e-13 |  |  | 10.7045 | 0 | 0 | 0 | 0 | 0 | 0 | 0 | 0 | 0 | 0 | 0 | 0 | 0 | 0 | 0 | 0 | 0 | 0 | 0 | 0 | 0 | 0 | 0 | 0 | 0 | 0 | 0 | 0 | 0 | 0 | 0 | 0 | 0 | 0 | 0 | 0 | 0 | 0 | 0 | 0 | 0 | 0 | 0 | 10.7045
| XIV | Agriculture |  | 0 | 0 | 0 | 0 | 0 | 0 | 0 | 177.8286 | 0 | 0 | 0 | 177.8286 |  | -99.549 | 0 | 0 | -78.2796 | 0 | 0 | 0 | 0 | 0 | 0 | 0 | 0 | 0 | 0 | 0 | 0 | 0 | 0 | -177.8286 |  | 0 | 0 | 0 | 0 | 0 | 0 | 0 | 0 | 0 | 0 | 0 | 0 | 0 | 0 | 0 | 0 | 0 | 0 | 0 | 0 |  | 0 | 0 | 0 |  | 0 |  |  | 20.879 | 0 | 0 | 0 | 0 | 0 | 0 | 0 | 0 | 0 | 0 | 0 | 0 | 0 | 0 | 0 | 0 | 0 | 0 | 0 | 0 | 0 | 0 | 0 | 0 | 0 | 0 | 0 | 0 | 0 | 0 | 0 | 0 | 0 | 0 | 0 | 0 | 0 | 0 | 0 | 0 | 0 | 0 | 0 | 20.879
| XVI | Telecom |  | 0 | 0 | 0 | 0 | 0 | 0 | 0 | 0 | 13.8869 | 0 | 0 | 13.8869 |  | -2.3668 | 0 | 0 | -11.5201 | 0 | 0 | 0 | 0 | 0 | 0 | 0 | 0 | 0 | 0 | 0 | 0 | 0 | 0 | -13.8869 |  | 0 | 0 | 0 | 0 | 0 | 0 | 0 | 0 | 0 | 0 | 0 | 0 | 0 | 0 | 0 | 0 | 0 | 0 | 0 | 0 |  | 0 | 0 | 0 |  | 0 |  |  | 3.0727 | 0 | 0 | 0 | 0 | 0 | 0 | 0 | 0 | 0 | 0 | 0 | 0 | 0 | 0 | 0 | 0 | 0 | 0 | 0 | 0 | 0 | 0 | 0 | 0 | 0 | 0 | 0 | 0 | 0 | 0 | 0 | 0 | 0 | 0 | 0 | 0 | 0 | 0 | 0 | 0 | 0 | 0 | 0 | 3.0727
| Subtotal.Consumption | Total consumption |  | 125.2283 | 69.8374 | 1615.7381 | 787.0616 | 40.5324 | 20.2785 | -0.018782 | 177.8286 | 13.8869 | 1045.8611 | 42.6367 | 3938.8707 |  | -595.6868 | 0 | -1562.0634 | -1524.0886 | -257.0319 | 0 | 0 | 0 | 0 | 0 | 0 | 0 | 0 | 0 | 0 | 0 | 0 | 0 | -3938.8707 |  | 0 | 0 | 0 | 0 | 0 | 0 | 0 | 0 | 0 | 0 | 0 | 0 | 0 | 0 | 0 | 0 | 0 | 0 | 0 | 0 |  | 0 | 0 | 0 |  | 0 |  |  | 584.5974 | 0 | 0 | 0 | 0 | 0 | 0 | 0 | 0 | 0 | 0 | 0 | 0 | 0 | 0 | 0 | 0 | 0 | 0 | 0 | 0 | 0 | 0 | 0 | 0 | 0 | 0 | 0 | 0 | 0 | 0 | 0 | 0 | 0 | 0 | 0 | 0 | 0 | 0 | 0 | 0 | 0 | 0 | 0 | 584.5974
[60 empty] | 0 |  | 0
| Supply | [58 empty] | 0 |  | 0
| v.a | Biomass Based Electricity& Biogas |  | 0 | 0 | 0 | 0 | 0 | 0 | 0 | 0 | 0 | 0 | 0 | 0 |  | 0 | 9.5384 | -38.1536 | 0 | 9.1778 | 0 | 0 | 0 | 0 | 0 | 0 | 0 | 0 | 0 | -9.1778 | 0 | 0 | 0 | -28.6152 |  | 0 | 0 | 0 | 0 | 0 | 0 | 0 | 0 | 0 | 0 | 0 | 0 | 0 | 0 | 0 | 0 | 0 | 0 | 0 | 0 |  | 28.6152 | 0 | 28.6152 |  | 0 |  |  | 13.243 | 0 | 0 | 0 | 0 | 0 | 0 | 0 | 0 | 0 | 0 | 0 | 0 | 0 | 0 | 0 | 0 | 0 | 0 | 0 | 0 | 0 | 0 | 0 | 0 | 0 | 0 | 0 | 0 | 0 | 0 | 0 | 0 | 0 | 0 | 0 | -1.8259 | 0 | 0 | 0 | 0 | 0 | 0 | 0 | 11.4171
| V.b | First & Second Generation Bio Fuels |  | 0 | 0 | 0 | 0 | 0 | 0 | 0 | 0 | 0 | 0 | 0 | 0 |  | 0 | 0 | 0 | 0 | 0 | 0 | 0 | 0 | 0 | 0 | 0 | 0 | 0 | 0 | 0 | 0 | 0 | 0 | 0 |  | 0 | 0 | 0 | 0 | 0 | 0 | 0 | 0 | 0 | 0 | 0 | 0 | 0 | 0 | 0 | 0 | 0 | 0 | 0 | 0 |  | 0 | 0 | 0 |  | 0 |  |  | 0 | 0 | 0 | 0 | 0 | 0 | 0 | 0 | 0 | 0 | 0 | 0 | 0 | 0 | 0 | 0 | 0 | 0 | 0 | 0 | 0 | 0 | 0 | 0 | 0 | 0 | 0 | 0 | 0 | 0 | 0 | 0 | 0 | 0 | 0 | 0 | 0 | 0 | 0 | 0 | 0 | 0 | 0 | 0 | 0
| V.c | Advanced Bio Fuels |  | 0 | 0 | 0 | 0 | 0 | 0 | 0 | 0 | 0 | 0 | 0 | 0 |  | 0 | 0 | 0 | 0 | 0 | 0 | 0 | 0 | 0 | 0 | 0 | 0 | 0 | 0 | 0 | 0 | 0 | 0 | 0 |  | 0 | 0 | 0 | 0 | 0 | 0 | 0 | 0 | 0 | 0 | 0 | 0 | 0 | 0 | 0 | 0 | 0 | 0 | 0 | 0 |  | 0 | 0 | 0 |  | 0 |  |  | 0 | 0 | 0 | 0 | 0 | 0 | 0 | 0 | 0 | 0 | 0 | 0 | 0 | 0 | 0 | 0 | 0 | 0 | 0 | 0 | 0 | 0 | 0 | 0 | 0 | 0 | 0 | 0 | 0 | 0 | 0 | 0 | 0 | 0 | 0 | 0 | 0 | 0 | 0 | 0 | 0 | 0 | 0 | 0 | 0
| V.d | Bio-feedstock prodctn & bio-conversion |  | 0 | 0 | 0 | 0 | 0 | 0 | 0 | 0 | 0 | 0 | 0 | 0 |  | 0 | 0 | 0 | 0 | 0 | 0 | 0 | 0 | 0 | 0 | 0 | 0 | 0 | 937.2336 | 9.1778 | 0 | 0 | 0 | 946.4113 |  | 0 | 0 | 0 | 0 | 0 | 0 | 0 | 0 | 0 | 0 | 0 | 0 | 0 | 0 | 0 | 0 | 0 | 0 | -946.4113 | -946.4113 |  | 0 | 0 | 0 |  | 0 |  |  | 0 | 0 | 0 | 0 | 0 | 0 | 0 | 0 | 0 | 0 | 0 | 0 | 0 | 0 | 0 | 0 | 0 | 0 | 0 | 0 | 0 | 0 | 0 | 0 | 0 | 0 | 0 | 0 | 0 | 0 | 0 | 0 | 0 | 0 | 0 | 0 | -13.243 | 0 | 0 | 0 | 0 | 0 | 0 | 0 | -13.243
| V.e | Fuel For Cooking |  | 0 | 0 | 0 | 0 | 0 | 0 | 0 | 0 | 0 | 0 | 0 | 0 |  | 0 | 0 | 937.2336 | 0 | 0 | 0 | 0 | 0 | 0 | 0 | 0 | 0 | 0 | -937.2336 | 0 | 0 | 0 | 0 | 0 |  | 0 | 0 | 0 | 0 | 0 | 0 | 0 | 0 | 0 | 0 | 0 | 0 | 0 | 0 | 0 | 0 | 0 | 0 | 0 | 0 |  | 0 | 0 | 0 |  | 0 |  |  | 0 | 0 | 0 | 0 | 0 | 0 | 0 | 0 | 0 | 0 | 0 | 0 | 0 | 0 | 0 | 0 | 0 | 0 | 0 | 0 | 0 | 0 | 0 | 0 | 0 | 0 | 0 | 0 | 0 | 0 | 0 | 0 | 0 | 0 | 0 | 0 | -312.0678 | 0 | 0 | 0 | 0 | 0 | 0 | 0 | -312.0678
| V | Bioenergy |  | 0 | 0 | 0 | 0 | 0 | 0 | 0 | 0 | 0 | 0 | 0 | 0 |  | 0 | 9.5384 | 899.08 | 0 | 9.1778 | 0 | 0 | 0 | 0 | 0 | 0 | 0 | 0 | 0 | 0 | 0 | 0 | 0 | 917.7962 |  | 0 | 0 | 0 | 0 | 0 | 0 | 0 | 0 | 0 | 0 | 0 | 0 | 0 | 0 | 0 | 0 | 0 | 0 | -946.4113 | -946.4113 |  | 28.6152 | 0 | 28.6152 |  | -4.2633e-14 |  |  | 13.243 | 0 | 0 | 0 | 0 | 0 | 0 | 0 | 0 | 0 | 0 | 0 | 0 | 0 | 0 | 0 | 0 | 0 | 0 | 0 | 0 | 0 | 0 | 0 | 0 | 0 | 0 | 0 | 0 | 0 | 0 | 0 | 0 | 0 | 0 | 0 | -327.1366 | 0 | 0 | 0 | 0 | 0 | 0 | 0 | -313.8937
| VI.a | Waste to Electricity |  | 0 | 0 | 0 | 0 | 0 | 0 | 0 | 0 | 0 | 0 | 0 | 0 |  | 0 | 0 | 0 | 0 | 0 | 0 | 0 | 0 | 0 | 0 | 0 | 0 | 0 | 0 | 0 | 0 | 0 | 0 | 0 |  | 0 | 0 | 0 | 0 | 0 | 0 | 0 | 0 | 0 | 0 | 0 | 0 | 0 | 0 | 0 | 0 | 0 | 0 | 0 | 0 |  | 0 | 0 | 0 |  | 0 |  |  | 0 | 0 | 0 | 0 | 0 | 0 | 0 | 0 | 0 | 0 | 0 | 0 | 0 | 0 | 0 | 0 | 0 | 0 | 0 | 0 | 0 | 0 | 0 | 0 | 0 | 0 | 0 | 0 | 0 | 0 | 0 | 0 | 0 | 0 | 0 | 0 | 0 | 0 | 0 | 0 | 0 | 0 | 0 | 0 | 0
| VI | Waste |  | 0 | 0 | 0 | 0 | 0 | 0 | 0 | 0 | 0 | 0 | 0 | 0 |  | 0 | 0 | 0 | 0 | 0 | 0 | 0 | 0 | 0 | 0 | 0 | 0 | 0 | 0 | 0 | 0 | 0 | 0 | 0 |  | 0 | 0 | 0 | 0 | 0 | 0 | 0 | 0 | 0 | 0 | 0 | 0 | 0 | 0 | 0 | 0 | 0 | 0 | 0 | 0 |  | 0 | 0 | 0 |  | 0 |  |  | 0 | 0 | 0 | 0 | 0 | 0 | 0 | 0 | 0 | 0 | 0 | 0 | 0 | 0 | 0 | 0 | 0 | 0 | 0 | 0 | 0 | 0 | 0 | 0 | 0 | 0 | 0 | 0 | 0 | 0 | 0 | 0 | 0 | 0 | 0 | 0 | 0 | 0 | 0 | 0 | 0 | 0 | 0 | 0 | 0
| XV.a | Domestic Gas Production |  | 0 | 0 | 0 | 0 | 0 | 0 | 0 | 0 | 0 | 0 | 0 | 0 |  | 0 | 0 | 0 | 0 | 0 | 0 | 0 | 296.542 | 0 | 0 | 0 | 0 | 0 | 0 | 0 | 0 | 0 | 0 | 296.542 |  | 0 | 0 | -296.542 | 0 | 0 | 0 | 0 | 0 | 0 | 0 | 0 | 0 | 0 | 0 | 0 | 0 | 0 | 0 | 0 | -296.542 |  | 0 | 0 | 0 |  | 0 |  |  | 0 | 0 | 0 | 0 | 0 | 0 | 0 | 0 | 0 | 0 | 0 | 0 | 0 | 0 | 0 | 0 | 0 | 0 | 0 | 0 | 0 | 0 | 0 | 0 | 0 | 0 | 0 | 0 | 0 | 0 | 0 | 0 | 0 | 0 | 0 | 0 | 0 | 0 | 0 | 0 | 0 | 0 | 0 | 0 | 0
| XV.b | Domestic Coal Production |  | 0 | 0 | 0 | 0 | 0 | 0 | 0 | 0 | 0 | 0 | 0 | 0 |  | 0 | 0 | 0 | 0 | 0 | 2003.3688 | 0 | 0 | 0 | 0 | 0 | 0 | 0 | 0 | 0 | 0 | 0 | 0 | 2003.3688 |  | -2003.3688 | 0 | 0 | 0 | 0 | 0 | 0 | 0 | 0 | 0 | 0 | 0 | 0 | 0 | 0 | 0 | 0 | 0 | 0 | -2003.3688 |  | 0 | 0 | 0 |  | 0 |  |  | 0 | 0 | 0 | 0 | 0 | 0 | 0 | 0 | 0 | 0 | 0 | 0 | 0 | 0 | 0 | 0 | 0 | 0 | 0 | 0 | 0 | 0 | 0 | 0 | 0 | 0 | 0 | 0 | 0 | 0 | 0 | 0 | 0 | 0 | 0 | 0 | 0 | 0 | 0 | 0 | 0 | 0 | 0 | 0 | 0
| xv.c | Domestic Oil Production |  | 0 | 0 | 0 | 0 | 0 | 0 | 0 | 0 | 0 | 0 | 0 | 0 |  | 0 | 0 | 0 | 0 | 0 | 0 | 395.2804 | 0 | 0 | 0 | 0 | 0 | 0 | 0 | 0 | 0 | 0 | 0 | 395.2804 |  | 0 | -395.2804 | 0 | 0 | 0 | 0 | 0 | 0 | 0 | 0 | 0 | 0 | 0 | 0 | 0 | 0 | 0 | 0 | 0 | -395.2804 |  | 0 | 0 | 0 |  | 0 |  |  | 0 | 0 | 0 | 0 | 0 | 0 | 0 | 0 | 0 | 0 | 0 | 0 | 0 | 0 | 0 | 0 | 0 | 0 | 0 | 0 | 0 | 0 | 0 | 0 | 0 | 0 | 0 | 0 | 0 | 0 | 0 | 0 | 0 | 0 | 0 | 0 | 0 | 0 | 0 | 0 | 0 | 0 | 0 | 0 | 0
| XV | Fossil fuel production |  | 0 | 0 | 0 | 0 | 0 | 0 | 0 | 0 | 0 | 0 | 0 | 0 |  | 0 | 0 | 0 | 0 | 0 | 2003.3688 | 395.2804 | 296.542 | 0 | 0 | 0 | 0 | 0 | 0 | 0 | 0 | 0 | 0 | 2695.1913 |  | -2003.3688 | -395.2804 | -296.542 | 0 | 0 | 0 | 0 | 0 | 0 | 0 | 0 | 0 | 0 | 0 | 0 | 0 | 0 | 0 | 0 | -2695.1913 |  | 0 | 0 | 0 |  | 0 |  |  | 0 | 0 | 0 | 0 | 0 | 0 | 0 | 0 | 0 | 0 | 0 | 0 | 0 | 0 | 0 | 0 | 0 | 0 | 0 | 0 | 0 | 0 | 0 | 0 | 0 | 0 | 0 | 0 | 0 | 0 | 0 | 0 | 0 | 0 | 0 | 0 | 0 | 0 | 0 | 0 | 0 | 0 | 0 | 0 | 0
| III | Hydro Electric Power Generation |  | 0 | 0 | 0 | 0 | 0 | 0 | 0 | 0 | 0 | 0 | 0 | 0 |  | 0 | 121.4968 | 0 | 0 | 0 | 0 | 0 | 0 | 0 | 0 | 0 | 0 | 0 | 0 | 0 | 0 | 0 | 0 | 121.4968 |  | 0 | 0 | 0 | 0 | 0 | 0 | 0 | 0 | 0 | 0 | 0 | 0 | 0 | 0 | 0 | -121.4968 | 0 | 0 | 0 | -121.4968 |  | 0 | 0 | 0 |  | 0 | 0 | 0 | 0 | 0 | 0 | 0 | 0 | 0 | 0 | 0 | 0 | 0 | 0 | 0 | 0 | 0 | 0 | 0 | 0 | 0 | 0 | 0 | 0 | 0 | 0 | 0 | 0 | 0 | 0 | 0 | 0 | 0 | 0 | 0 | 0 | 0 | 0 | 0 | 0 | 0 | 0 | 0 | 0 | 0 | 0 | 0 | 0
| IV.a | Solar PV |  | 0 | 0 | 0 | 0 | 0 | 0 | 0 | 0 | 0 | 0 | 0 | 0 |  | 0 | 0 | 0 | 0 | 0 | 0 | 0 | 0 | 0 | 0 | 0 | 0 | 0 | 0 | 0 | 0 | 0 | 0 | 0 |  | 0 | 0 | 0 | 0 | 0 | 0 | 0 | 0 | 0 | 0 | 0 | 0 | 0 | 0 | 0 | 0 | 0 | 0 | 0 | 0 |  | 0 | 0 | 0 |  | 0 | 0 | 0 | 0 | 0 | 0 | 0 | 0 | 0 | 0 | 0 | 0 | 0 | 0 | 0 | 0 | 0 | 0 | 0 | 0 | 0 | 0 | 0 | 0 | 0 | 0 | 0 | 0 | 0 | 0 | 0 | 0 | 0 | 0 | 0 | 0 | 0 | 0 | 0 | 0 | 0 | 0 | 0 | 0 | 0 | 0 | 0 | 0
| IV.b | Solar CSP |  | 0 | 0 | 0 | 0 | 0 | 0 | 0 | 0 | 0 | 0 | 0 | 0 |  | 0 | 0 | 0 | 0 | 0 | 0 | 0 | 0 | 0 | 0 | 0 | 0 | 0 | 0 | 0 | 0 | 0 | 0 | 0 |  | 0 | 0 | 0 | 0 | 0 | 0 | 0 | 0 | 0 | 0 | 0 | 0 | 0 | 0 | 0 | 0 | 0 | 0 | 0 | 0 |  | 0 | 0 | 0 |  | 0 | 0 | 0 | 0 | 0 | 0 | 0 | 0 | 0 | 0 | 0 | 0 | 0 | 0 | 0 | 0 | 0 | 0 | 0 | 0 | 0 | 0 | 0 | 0 | 0 | 0 | 0 | 0 | 0 | 0 | 0 | 0 | 0 | 0 | 0 | 0 | 0 | 0 | 0 | 0 | 0 | 0 | 0 | 0 | 0 | 0 | 0 | 0
| IV.c.1 | Onshore Wind |  | 0 | 0 | 0 | 0 | 0 | 0 | 0 | 0 | 0 | 0 | 0 | 0 | 0 | 0 | 12.4372 | 0 | 0 | 0 | 0 | 0 | 0 | 0 | 0 | 0 | 0 | 0 | 0 | 0 | 0 | 0 | 0 | 12.4372 | 0 | 0 | 0 | 0 | 0 | 0 | 0 | 0 | 0 | 0 | 0 | 0 | -12.4372 | 0 | 0 | 0 | 0 | 0 | 0 | 0 | -12.4372 | 0 | 0 | 0 | 0 | 0 | 0 | 0 | 0 | 0 | 0 | 0 | 0 | 0 | 0 | 0 | 0 | 0 | 0 | 0 | 0 | 0 | 0 | 0 | 0 | 0 | 0 | 0 | 0 | 0 | 0 | 0 | 0 | 0 | 0 | 0 | 0 | 0 | 0 | 0 | 0 | 0 | 0 | 0 | 0 | 0 | 0 | 0 | 0 | 0 | 0 | 0 | 0 | 0
| IV.c.2 | Offshore Wind |  | 0 | 0 | 0 | 0 | 0 | 0 | 0 | 0 | 0 | 0 | 0 | 0 | 0 | 0 | 0 | 0 | 0 | 0 | 0 | 0 | 0 | 0 | 0 | 0 | 0 | 0 | 0 | 0 | 0 | 0 | 0 | 0 | 0 | 0 | 0 | 0 | 0 | 0 | 0 | 0 | 0 | 0 | 0 | 0 | 0 | 0 | 0 | 0 | 0 | 0 | 0 | 0 | 0 | 0 | 0 | 0 | 0 | 0 | 0 | 0 | 0 | 0 | 0 | 0 | 0 | 0 | 0 | 0 | 0 | 0 | 0 | 0 | 0 | 0 | 0 | 0 | 0 | 0 | 0 | 0 | 0 | 0 | 0 | 0 | 0 | 0 | 0 | 0 | 0 | 0 | 0 | 0 | 0 | 0 | 0 | 0 | 0 | 0 | 0 | 0 | 0 | 0 | 0 | 0 | 0 | 0
| IV.d | Small Hydro |  | 0 | 0 | 0 | 0 | 0 | 0 | 0 | 0 | 0 | 0 | 0 | 0 |  | 0 | 7.0138 | 0 | 0 | 0 | 0 | 0 | 0 | 0 | 0 | 0 | 0 | 0 | 0 | 0 | 0 | 0 | 0 | 7.0138 |  | 0 | 0 | 0 | 0 | 0 | 0 | 0 | 0 | 0 | 0 | 0 | 0 | 0 | 0 | 0 | -7.0138 | 0 | 0 | 0 | -7.0138 |  | 0 | 0 | 0 |  | 0 | 0 | 0 | 0 | 0 | 0 | 0 | 0 | 0 | 0 | 0 | 0 | 0 | 0 | 0 | 0 | 0 | 0 | 0 | 0 | 0 | 0 | 0 | 0 | 0 | 0 | 0 | 0 | 0 | 0 | 0 | 0 | 0 | 0 | 0 | 0 | 0 | 0 | 0 | 0 | 0 | 0 | 0 | 0 | 0 | 0 | 0 | 0
| IV | National renewable power generation |  | 0 | 0 | 0 | 0 | 0 | 0 | 0 | 0 | 0 | 0 | 0 | 0 |  | 0 | 19.451 | 0 | 0 | 0 | 0 | 0 | 0 | 0 | 0 | 0 | 0 | 0 | 0 | 0 | 0 | 0 | 0 | 19.451 |  | 0 | 0 | 0 | 0 | 0 | 0 | 0 | 0 | 0 | 0 | 0 | -12.4372 | 0 | 0 | 0 | -7.0138 | 0 | 0 | 0 | -19.451 |  | 0 | 0 | 0 |  | 0 |  |  | 0 | 0 | 0 | 0 | 0 | 0 | 0 | 0 | 0 | 0 | 0 | 0 | 0 | 0 | 0 | 0 | 0 | 0 | 0 | 0 | 0 | 0 | 0 | 0 | 0 | 0 | 0 | 0 | 0 | 0 | 0 | 0 | 0 | 0 | 0 | 0 | 0 | 0 | 0 | 0 | 0 | 0 | 0 | 0 | 0
| II | Nuclear power generation |  | 0 | 0 | 0 | 0 | 0 | 0 | 0 | 0 | 0 | 0 | 0 | 0 |  | 0 | 28.3317 | 0 | 0 | 0 | 0 | 0 | 0 | 0 | 0 | 0 | 0 | 0 | 0 | 0 | 0 | 0 | 0 | 28.3317 |  | 0 | 0 | 0 | 0 | 0 | 0 | 0 | 0 | 0 | -80.9477 | 0 | 0 | 0 | 0 | 0 | 0 | 0 | 0 | 0 | -80.9477 |  | 52.616 | 0 | 52.616 |  | 0 |  |  | 0 | 0 | 0 | 0 | 0 | 0 | 0 | 0 | 0 | 0 | 0 | 0 | 0 | 0 | 0 | 0 | 0 | 0 | 0 | 0 | 0 | 0 | 0 | 0 | 0 | 0 | 0 | 0 | 0 | 0 | 0 | 0 | 0 | 0 | 0 | 0 | 0 | 0 | 0 | 0 | 0 | 0 | 0 | 0 | 0
| I.b | Coal power stations |  | 0 | 0 | 0 | 0 | 0 | 0 |  | 0 | 0 | 0 | 0 | 0 |  | 0 | 489.6898 | -1497.5223 | 0 | 0 | 0 | 0 | 0 | 0 | 0 | 0 | 0 | 0 | 0 | 0 | 0 | 0 | 0 | -1007.8325 |  | 0 | 0 | 0 | 0 | 0 | 0 | 0 | 0 | 0 | 0 | 0 | 0 | 0 | 0 | 0 | 0 | 0 | 0 | 0 | 0 |  | 965.2508 | 42.5817 | 1007.8325 |  | 0 |  |  | 519.7852 | 0 | 0 | 0 | 0 | 0 | 0 | 0 | 0 | 0 | 0 | 0 | 0 | 0 | 0 | 0 | 0 | 0 | 0 | 0 | 0 | 0 | 0 | 0 | 0 | 0 | 0 | 0 | 0 | 0 | 0 | 0 | 0 | 0 | 0 | 0 | 0 | 0 | 0 | 0 | 0 | 0 | 0 | 0 | 519.7852
| I.a | Gas Power Stations |  | 0 | 0 | 0 | 0 | 0 | 0 |  | 0 | 0 | 0 | 0 | 0 |  | 0 | 64.0088 | 0 | 0 | -126.8156 | 0 | 0 | 0 | 0 | 0 | 0 | 0 | 0 | 0 | 0 | 0 | 0 | 0 | -62.8068 |  | 0 | 0 | 0 | 0 | 0 | 0 | 0 | 0 | 0 | 0 | 0 | 0 | 0 | 0 | 0 | 0 | 0 | 0 | 0 | 0 |  | 62.8068 | 0 | 62.8068 |  | 0 |  |  | 21.224 | 0 | 0 | 0 | 0 | 0 | 0 | 0 | 0 | 0 | 0 | 0 | 0 | 0 | 0 | 0 | 0 | 0 | 0 | 0 | 0 | 0 | 0 | 0 | 0 | 0 | 0 | 0 | 0 | 0 | 0 | 0 | 0 | 0 | 0 | 0 | 0 | 0 | 0 | 0 | 0 | 0 | 0 | 0 | 21.224
| I.c | Carbon Capture Storage (CCS) |  | 0 | 0 | 0 | 0 | 0 | 0 |  | 0 | 0 | 0 | 0 | 0 |  | 0 | 0 | 0 | 0 | 0 | 0 | 0 | 0 | 0 | 0 | 0 | 0 | 0 | 0 | 0 | 0 | 0 | 0 | 0 |  | 0 | 0 | 0 | 0 | 0 | 0 | 0 | 0 | 0 | 0 | 0 | 0 | 0 | 0 | 0 | 0 | 0 | 0 | 0 | 0 |  | 0 | 0 | 0 |  | 0 |  |  | 0 | 0 | 0 | 0 | 0 | 0 | 0 | 0 | 0 | 0 | 0 | 0 | 0 | 0 | 0 | 0 | 0 | 0 | 0 | 0 | 0 | 0 | 0 | 0 | 0 | 0 | 0 | 0 | 0 | 0 | 0 | 0 | 0 | 0 | 0 | 0 | 0 | 0 | 0 | 0 | 0 | 0 | 0 | 0 | 0
| Subtotal.I.d | Total electricity supply (demand) to this point | [14 empty] | -595.6868 | 538.4336
| I.d | Electricity Balancing Requirement |  | 0 | 0 | 0 | 0 | 0 | 0 | 0 | 0 | 0 | 0 | 0 | 0 |  | 0 | 57.2532 | -155.7405 | 0 | 0 | 0 | 0 | 0 | 0 | 0 | 0 | 0 | 0 | 0 | 0 | 0 | 0 | 0 | -98.4873 |  | 0 | 0 | 0 | 0 | 0 | 0 | 0 | 0 | 0 | 0 | 0 | 0 | 0 | 0 | 0 | 0 | 0 | 0 | 0 | 0 |  | 95.6247 | 2.8627 | 98.4873 |  | 0 |  |  | 54.057 | 0 | 0 | 0 | 0 | 0 | 0 | 0 | 0 | 0 | 0 | 0 | 0 | 0 | 0 | 0 | 0 | 0 | 0 | 0 | 0 | 0 | 0 | 0 | 0 | 0 | 0 | 0 | 0 | 0 | 0 | 0 | 0 | 0 | 0 | 0 | 0 | 0 | 0 | 0 | 0 | 0 | 0 | 0 | 54.057
| I | Hydrocarbon fuel power generation |  | 0 | 0 | 0 | 0 | 0 | 0 | 0 | 0 | 0 | 0 | 0 | 0 |  | 0 | 610.9518 | -1653.2629 | 0 | -126.8156 | 0 | 0 | 0 | 0 | 0 | 0 | 0 | 0 | 0 | 0 | 0 | 0 | 0 | -1169.1266 |  | 0 | 0 | 0 | 0 | 0 | 0 | 0 | 0 | 0 | 0 | 0 | 0 | 0 | 0 | 0 | 0 | 0 | 0 | 0 | 0 |  | 1123.6823 | 45.4444 | 1169.1266 |  | 0 |  |  | 595.0662 | 0 | 0 | 0 | 0 | 0 | 0 | 0 | 0 | 0 | 0 | 0 | 0 | 0 | 0 | 0 | 0 | 0 | 0 | 0 | 0 | 0 | 0 | 0 | 0 | 0 | 0 | 0 | 0 | 0 | 0 | 0 | 0 | 0 | 0 | 0 | 0 | 0 | 0 | 0 | 0 | 0 | 0 | 0 | 595.0662
| Subtotal.Supply | Total supply |  | 0 | 0 | 0 | 0 | 0 | 0 | 0 | 0 | 0 | 0 | 0 | 0 |  | 0 | 789.7697 | -754.1829 | 0 | -117.6378 | 2003.3688 | 395.2804 | 296.542 | 0 | 0 | 0 | 0 | 0 | 0 | 0 | 0 | 0 | 0 | 2613.1403 |  | -2003.3688 | -395.2804 | -296.542 | 0 | 0 | 0 | 0 | 0 | 0 | -80.9477 | 0 | -12.4372 | 0 | 0 | 0 | -128.5106 | 0 | 0 | -946.4113 | -3863.4981 |  | 1204.9135 | 45.4444 | 1250.3578 |  | 0 |  |  | 595.0662 | 0 | 0 | 0 | 0 | 0 | 0 | 0 | 0 | 0 | 0 | 0 | 0 | 0 | 0 | 0 | 0 | 0 | 0 | 0 | 0 | 0 | 0 | 0 | 0 | 0 | 0 | 0 | 0 | 0 | 0 | 0 | 0 | 0 | 0 | 0 | 0 | 0 | 0 | 0 | 0 | 0 | 0 | 0 | 595.0662
0
| Distribution, storage, and balancing | [60 empty] | 0
0
| VII.a | Electricity imports |  | 0 | 0 | 0 | 0 | 0 | 0 |  | 0 | 0 | 0 | 0 | 0 |  | 0 | 1 | 0 | 0 | 0 | 0 | 0 | 0 | 0 | 0 | 0 | 0 | 0 | 0 | 0 | 0 | 0 | 0 | 1 |  | 0 | 0 | 0 | 0 | -1 | 0 | 0 | 0 | 0 | 0 | 0 | 0 | 0 | 0 | 0 | 0 | 0 | 0 | 0 | -1 |  | 0 | 0 | 0 |  | 0 |  |  | 0 | 0 | 0 | 0 | 0 | 0 | 0 | 0 | 0 | 0 | 0 | 0 | 0 | 0 | 0 | 0 | 0 | 0 | 0 | 0 | 0 | 0 | 0 | 0 | 0 | 0 | 0 | 0 | 0 | 0 | 0 | 0 | 0 | 0 | 0 | 0 | 0 | 0 | 0 | 0 | 0 | 0 | 0 | 0
| Subtotal.VII.b | Total electricity supply (demand) prior to generation | [14 empty] | -595.6868 | 179.8179 | [43 empty] | 0
| VII.b | T&D Losses |  | 0 | 0 | 0 | 0 | 0 | 0 |  | 0 | 0 | 0 | 0 | 0 |  | 0 | -195.0829 | 0 | 0 | 0 | 0 | 0 | 0 | 0 | 0 | 0 | 0 | 0 | 0 | 0 | 0 | 0 | 0 | -195.0829 |  | 0 | 0 | 0 | 0 | 0 | 0 | 0 | 0 | 0 | 0 | 0 | 0 | 0 | 0 | 0 | 0 | 0 | 0 | 0 | 0 |  | 0 | 195.0829 | 195.0829 |  | 0 |  |  | 0 | 0 | 0 | 0 | 0 | 0 | 0 | 0 | 0 | 0 | 0 | 0 | 0 | 0 | 0 | 0 | 0 | 0 | 0 | 0 | 0 | 0 | 0 | 0 | 0 | 0 | 0 | 0 | 0 | 0 | 0 | 0 | 0 | 0 | 0 | 0 | 0 | 0 | 0 | 0 | 0 | 0 | 0 | 0
| VII.c | Storage, demand shifting |  | 0 | 0 | 0 | 0 | 0 | 0 |  | 0 | 0 | 0 | 0 | 0 |  | 0 | 0 | 0 | 0 | 0 | 0 | 0 | 0 | 0 | 0 | 0 | 0 | 0 | 0 | 0 | 0 | 0 | 0 | 0 |  | 0 | 0 | 0 | 0 | 0 | 0 | 0 | 0 | 0 | 0 | 0 | 0 | 0 | 0 | 0 | 0 | 0 | 0 | 0 | 0 |  | 0 | 0 | 0 |  | 0 |  |  | 0 | 0 | 0 | 0 | 0 | 0 | 0 | 0 | 0 | 0 | 0 | 0 | 0 | 0 | 0 | 0 | 0 | 0 | 0 | 0 | 0 | 0 | 0 | 0 | 0 | 0 | 0 | 0 | 0 | 0 | 0 | 0 | 0 | 0 | 0 | 0 | 0 | 0 | 0 | 0 | 0 | 0 | 0 | 0
| VII | Electricity distribution, storage, and balancing |  | 0 | 0 | 0 | 0 | 0 | 0 |  | 0 | 0 | 0 | 0 | 0 |  | 0 | -194.0829 | 0 | 0 | 0 | 0 | 0 | 0 | 0 | 0 | 0 | 0 | 0 | 0 | 0 | 0 | 0 | 0 | -194.0829 |  | 0 | 0 | 0 | 0 | -1 | 0 | 0 | 0 | 0 | 0 | 0 | 0 | 0 | 0 | 0 | 0 | 0 | 0 | 0 | -1 |  | 0 | 195.0829 | 195.0829 |  | 0 |  |  | 0 | 0 | 0 | 0 | 0 | 0 | 0 | 0 | 0 | 0 | 0 | 0 | 0 | 0 | 0 | 0 | 0 | 0 | 0 | 0 | 0 | 0 | 0 | 0 | 0 | 0 | 0 | 0 | 0 | 0 | 0 | 0 | 0 | 0 | 0 | 0 | 0 | 0 | 0 | 0 | 0 | 0 | 0 | 0 | 0
[62 empty] | 0 | [46 empty] | 0
| Subtotal.V.a | Total supply / (demand) to this point | [16 empty] | -2316.2462 | -1524.0886 | -374.6698 | [5 empty] | 0 | 0 | 0 | 0 | 0 | 0 | [76 empty] | 0
| Subtotal.XVII.a | Requested hydrocarbons | [14 empty] | -595.6868 | 595.6868 | -2316.2462 | -1524.0886 | -374.6698 | [87 empty] | 0
| XVII.a | Fossil Fuel Transfer |  | 0 | 0 | 0 | 0 | 0 | 0 |  | 0 | 0 | 0 | 0 | 0 |  | 0 | 0 | 2316.2462 | 1524.0886 | 374.6698 | -2316.2462 | -1630.7748 | -430.8702 | 0 | 0 | 0 | 0 | 0 | 0 | 0 | 0 | 0 | 0 | -162.8867 |  | 0 | 0 | 0 | 0 | 0 | 0 | 0 | 0 | 0 | 0 | 0 | 0 | 0 | 0 | 0 | 0 | 0 | 0 | 0 | 0 |  | 0 | 162.8867 | 162.8867 |  | 5.4001e-13 |  |  | 0 | 0 | 0 | 0 | 0 | 0 | 0 | 0 | 0 | 0 | 0 | 0 | 0 | 0 | 0 | 0 | 0 | 0 | 0 | 0 | 0 | 0 | 0 | 0 | 0 | 0 | 0 | 0 | 0 | 0 | 0 | 0 | 0 | 0 | 0 | 0 | 0 | 0 | 0 | 0 | 0 | 0 | 0 | 0 | 0
* | XVII.b | Fossil fuel Imports | [12 empty] | 0 |  |  | 0 |  |  |  | 312.8774 | 1235.4943 | 134.3282 | [10 empty] | 1682.7 | [5 empty] | 0 | 0 | -312.8774 | -1235.4943 | -134.3282 | [10 empty] | -1682.7 |  |  |  | 0 |  | 0 |  |  | 0 | 0 | 0 | 0 | 0 | 0 | 0 | 0 | 0 | 0 | 0 | 0 | 0 | 0 | 0 | 0 | 0 | 0 | 0 | 0 | 0 | 0 | 0 | 0 | 0 | 0 | 0 | 0 | 0 | 0 | 0 | 0 | 0 | 0 | 0 | 0 | 0 | 0 | 0 | 0 | 0 | 0 | 0 | 0 | 0
* | XVII | Transfer |  | 0 | 0 | 0 | 0 | 0 | 0 |  | 0 | 0 | 0 | 0 | 0 |  | 0 | 0 | 2316.2462 | 1524.0886 | 374.6698 | -2003.3688 | -395.2804 | -296.542 | 0 | 0 | 0 | 0 | 0 | 0 | 0 | 0 | 0 | 0 | 1519.8133 |  | 0 | 0 | 0 | 0 | 0 | 0 | -312.8774 | -1235.4943 | -134.3282 | 0 | 0 | 0 | 0 | 0 | 0 | 0 | 0 | 0 | 0 | -1682.7 |  | 0 | 162.8867 | 162.8867 |  | 4.2633e-13 |  |  | 0 | 0 | 0 | 0 | 0 | 0 | 0 | 0 | 0 | 0 | 0 | 0 | 0 | 0 | 0 | 0 | 0 | 0 | 0 | 0 | 0 | 0 | 0 | 0 | 0 | 0 | 0 | 0 | 0 | 0 | 0 | 0 | 0 | 0 | 0 | 0 | 0 | 0 | 0 | 0 | 0 | 0 | 0 | 0 | 0
| Subtotal.Balancing | Total Dist'n, storage, and balancing |  | 0 | 0 | 0 | 0 | 0 | 0 | 0 | 0 | 0 | 0 | 0 | 0 |  | 0 | -194.0829 | 2316.2462 | 1524.0886 | 374.6698 | -2003.3688 | -395.2804 | -296.542 | 0 | 0 | 0 | 0 | 0 | 0 | 0 | 0 | 0 | 0 | 1325.7304 |  | 0 | 0 | 0 | 0 | -1 | 0 | -312.8774 | -1235.4943 | -134.3282 | 0 | 0 | 0 | 0 | 0 | 0 | 0 | 0 | 0 | 0 | -1683.7 |  | 0 | 357.9695 | 357.9695 |  | 0 |  |  | 0 | 0 | 0 | 0 | 0 | 0 | 0 | 0 | 0 | 0 | 0 | 0 | 0 | 0 | 0 | 0 | 0 | 0 | 0 | 0 | 0 | 0 | 0 | 0 | 0 | 0 | 0 | 0 | 0 | 0 | 0 | 0 | 0 | 0 | 0 | 0 | 0 | 0 | 0 | 0 | 0 | 0 | 0 | 0 | 0
0
0
| Net balance |  |  | 125.2283 | 69.8374 | 1615.7381 | 787.0616 | 40.5324 | 20.2785 | -0.018782 | 177.8286 | 13.8869 | 1045.8611 | 42.6367 | 3938.8707 |  | -595.6868 | 595.6868 | 0 | 0 | 0 | 0 | 0 | 0 | 0 | 0 | 0 | 0 | 0 | 0 | 0 | 0 | 0 | 0 | 0 |  | -2003.3688 | -395.2804 | -296.542 | 0 | -1 | 0 | -312.8774 | -1235.4943 | -134.3282 | -80.9477 | 0 | -12.4372 | 0 | 0 | 0 | -128.5106 | 0 | 0 | -946.4113 | -5547.1981 |  | 1204.9135 | 403.4139 | 1608.3274 |  | 0 |  |  | 1179.6636 | 0 | 0 | 0 | 0 | 0 | 0 | 0 | 0 | 0 | 0 | 0 | 0 | 0 | 0 | 0 | 0 | 0 | 0 | 0 | 0 | 0 | 0 | 0 | 0 | 0 | 0 | 0 | 0 | 0 | 0 | 0 | 0 | 0 | 0 | 0 | 0 | 0 | 0 | 0 | 0 | 0 | 0 | 0 | 1179.6636
[108 empty] | Used in electricity | 595.0662
* | Computed within this worksheet | [106 empty] | Matching electricity | 595.6868
[108 empty] | emissions factor | 0.99896

## 2012
2012
|  |  | TWh | Uses | [12 empty] | Secondary sources | [19 empty] | Primary Sources | [20 empty] | Adjustments | [6 empty] | Emissions (Mt CO2e)
|  |  |  | Domestic Lighting & appliances | Commercial Lighting & Appliances | Industry | Road transport | Rail transport | Domestic aviation | Green Building Design & Envelope Savings | Pumps& Tractors | Telecom Sector Energy Demand | Domestic Cooking Energy Demand | Commercial Cooking Energy Demand | Total uses |  | Electricity (delivered to end user) | Electricity (supplied to grid) | Solid hydrocarbons | Liquid hydrocarbons | Gaseous hydrocarbons | Coal indigenous production | Oil and petroleum products | Natural gas | Solid Biomass Hydrocarbons | Gaseous Biomass Hydrocarbons | Edible biomass | Energy crops (second generation) | Energy crops (first generation) | Dry biomass and waste | Wet biomass and waste | Gaseous waste | Off Grid Renewables | H2 | Total secondary sources |  | Coal reserves | Oil reserves | Gas reserves | Biomass oversupply (imports) | Electricity oversupply (imports) | Petroleum products oversupply | Coal oversupply (imports) | Oil and petroleum products oversupply (imports) | Gas oversupply (imports) | Nuclear fission | Solar | Wind | Tidal | Wave | Geothermal | Hydro | Environmental heat | Agriculture | Waste | Total primary sources |  | Conversion losses | Distribution losses and own use | Total adjust. |  | Unallocated |  |  | Fuel Combustion |  |  |  | Fugitive Emissions from Fuels |  |  |  | Industrial Processes |  |  |  | Solvent and Other Product Use |  |  |  | Agriculture |  |  |  | Land Use, Land-Use Change and Forestry |  |  |  | Waste |  |  |  | Other |  |  |  | International Aviation and Shipping |  |  |  | Bioenergy credit |  |  |  | Carbon capture |  |  |  | Total
|  | Sector |  | L.01 | L.02 | I.01 | T.01 | T.02 | T.03 | S.01 | D.01 | G.01 | M.01 | M.02 |  |  | V.01 | V.02 | V.03 | V.04 | V.05 | C.01 | C.02 | C.03 | V.06 | V.07 | V.08 | V.13 | V.14 | V.09 | V.10 | V.15 | V.11 | V.12 |  |  | Q.01 | Q.02 | Q.03 | Y.01 | Y.02 | Y.03 | Y.04 | Y.05 | Y.06 | N.01 | R.01 | R.02 | R.03 | R.04 | R.05 | R.06 | R.07 | A.01 | W.01 |  |  | X.01 | X.02 |  |  | Z.01 |  |  | 1A | 1A | 1A | 1A | 1B | 1B | 1B | 1B | 2 | 2 | 2 | 2 | 3 | 3 | 3 | 3 | 4 | 4 | 4 | 4 | 5 | 5 | 5 | 5 | 6 | 6 | 6 | 6 | 7 | 7 | 7 | 7 | X1 | X1 | X1 | X1 | X2 | X2 | X2 | X2 | X3 | X3 | X3 | X3
[65 empty] | CO2 | CH4 | N2O | F | CO2 | CH4 | N2O | F | CO2 | CH4 | N2O | F | CO2 | CH4 | N2O | F | CO2 | CH4 | N2O | F | CO2 | CH4 | N2O | F | CO2 | CH4 | N2O | F | CO2 | CH4 | N2O | F | CO2 | CH4 | N2O | F | CO2 | CH4 | N2O | F | CO2 | CH4 | N2O | F
Consumption
| IX | Buildings
| X.a | Domestic Lighting & Appliances |  | 169.6951 | 0 | 0 | 0 | 0 | 0 | 0 | 0 | 0 | 0 | 0 | 169.6951 |  | -162.8229 | 0 | 0 | -6.8721 | 0 | 0 | 0 | 0 | 0 | 0 | 0 | 0 | 0 | 0 | 0 | 0 | 0 | 0 | -169.6951 |  | 0 | 0 | 0 | 0 | 0 | 0 | 0 | 0 | 0 | 0 | 0 | 0 | 0 | 0 | 0 | 0 | 0 | 0 | 0 | 0 |  | 0 | 0 | 0 |  | 0 |  |  | 1.833 | 0 | 0 | 0 | 0 | 0 | 0 | 0 | 0 | 0 | 0 | 0 | 0 | 0 | 0 | 0 | 0 | 0 | 0 | 0 | 0 | 0 | 0 | 0 | 0 | 0 | 0 | 0 | 0 | 0 | 0 | 0 | 0 | 0 | 0 | 0 | 0 | 0 | 0 | 0 | 0 | 0 | 0 | 0 | 1.833
| X.b | Commercial Lighting & Appliances |  | 0 | 69.8374 | 0 | 0 | 0 | 0 | -0.018836 | 0 | 0 | 0 | 0 | 69.8185 |  | -69.8185 | 0 | 0 | 0 | 0 | 0 | 0 | 0 | 0 | 0 | 0 | 0 | 0 | 0 | 0 | 0 | 0 | 0 | -69.8185 |  | 0 | 0 | 0 | 0 | 0 | 0 | 0 | 0 | 0 | 0 | 0 | 0 | 0 | 0 | 0 | 0 | 0 | 0 | 0 | 0 |  | 0 | 0 | 0 |  | 0 |  |  | 0 | 0 | 0 | 0 | 0 | 0 | 0 | 0 | 0 | 0 | 0 | 0 | 0 | 0 | 0 | 0 | 0 | 0 | 0 | 0 | 0 | 0 | 0 | 0 | 0 | 0 | 0 | 0 | 0 | 0 | 0 | 0 | 0 | 0 | 0 | 0 | 0 | 0 | 0 | 0 | 0 | 0 | 0 | 0 | 0
| X | Lighting and appliances |  | 169.6951 | 69.8374 | 0 | 0 | 0 | 0 | -0.018836 | 0 | 0 | 0 | 0 | 239.5136 |  | -232.6415 | 0 | 0 | -6.8721 | 0 | 0 | 0 | 0 | 0 | 0 | 0 | 0 | 0 | 0 | 0 | 0 | 0 | 0 | -239.5136 |  | 0 | 0 | 0 | 0 | 0 | 0 | 0 | 0 | 0 | 0 | 0 | 0 | 0 | 0 | 0 | 0 | 0 | 0 | 0 | 0 |  | 0 | 0 | 0 |  | -2.8422e-14 |  |  | 1.833 | 0 | 0 | 0 | 0 | 0 | 0 | 0 | 0 | 0 | 0 | 0 | 0 | 0 | 0 | 0 | 0 | 0 | 0 | 0 | 0 | 0 | 0 | 0 | 0 | 0 | 0 | 0 | 0 | 0 | 0 | 0 | 0 | 0 | 0 | 0 | 0 | 0 | 0 | 0 | 0 | 0 | 0 | 0 | 1.833
| XI | Industry |  | 0 | 0 | 2278.7992 | 0 | 0 | 0 | 0 | 0 | 0 | 0 | 0 | 2278.7992 |  | -401.235 | 0 | -953.66 | -642.2086 | -281.6956 | 0 | 0 | 0 | 0 | 0 | 0 | 0 | 0 | 0 | 0 | 0 | 0 | 0 | -2278.7992 |  | 0 | 0 | 0 | 0 | 0 | 0 | 0 | 0 | 0 | 0 | 0 | 0 | 0 | 0 | 0 | 0 | 0 | 0 | 0 | 0 |  | 0 | 0 | 0 |  | 4.5475e-13 |  |  | 491.1415 | 0 | 0 | 0 | 0 | 0 | 0 | 0 | 0 | 0 | 0 | 0 | 0 | 0 | 0 | 0 | 0 | 0 | 0 | 0 | 0 | 0 | 0 | 0 | 0 | 0 | 0 | 0 | 0 | 0 | 0 | 0 | 0 | 0 | 0 | 0 | 0 | 0 | 0 | 0 | 0 | 0 | 0 | 0 | 491.1415
| XI | Industry |  | 0 | 0 | 2278.7992 | 0 | 0 | 0 | 0 | 0 | 0 | 0 | 0 | 2278.7992 |  | -401.235 | 0 | -953.66 | -642.2086 | -281.6956 | 0 | 0 | 0 | 0 | 0 | 0 | 0 | 0 | 0 | 0 | 0 | 0 | 0 | -2278.7992 |  | 0 | 0 | 0 | 0 | 0 | 0 | 0 | 0 | 0 | 0 | 0 | 0 | 0 | 0 | 0 | 0 | 0 | 0 | 0 | 0 |  | 0 | 0 | 0 |  | 4.5475e-13 |  |  | 491.1415 | 0 | 0 | 0 | 0 | 0 | 0 | 0 | 0 | 0 | 0 | 0 | 0 | 0 | 0 | 0 | 0 | 0 | 0 | 0 | 0 | 0 | 0 | 0 | 0 | 0 | 0 | 0 | 0 | 0 | 0 | 0 | 0 | 0 | 0 | 0 | 0 | 0 | 0 | 0 | 0 | 0 | 0 | 0 | 491.1415
| XII.a | Domestic passenger transport |  | 0 | 0 | 0 | 463.8638 | 22.2928 | 19.3542 | 0 | 0 | 0 | 0 | 0 | 505.5108 |  | -7.8046 | 0 | 0 | -487.9539 | -9.7524 | 0 | 0 | 0 | 0 | 0 | 0 | 0 | 0 | 0 | 0 | 0 | 0 | 0 | -505.5108 |  | 0 | 0 | 0 | 0 | 0 | 0 | 0 | 0 | 0 | 0 | 0 | 0 | 0 | 0 | 0 | 0 | 0 | 0 | 0 | 0 |  | 0 | 0 | 0 |  | 0 |  |  | 132.0892 | 0 | 0 | 0 | 0 | 0 | 0 | 0 | 0 | 0 | 0 | 0 | 0 | 0 | 0 | 0 | 0 | 0 | 0 | 0 | 0 | 0 | 0 | 0 | 0 | 0 | 0 | 0 | 0 | 0 | 0 | 0 | 0 | 0 | 0 | 0 | 0 | 0 | 0 | 0 | 0 | 0 | 0 | 0 | 132.0892
| XII.b | Domestic freight |  | 0 | 0 | 0 | 323.1978 | 18.2396 | 0.9243 | 0 | 0 | 0 | 0 | 0 | 342.3617 |  | -6.371 | 0 | 0 | -335.9906 | 0 | 0 | 0 | 0 | 0 | 0 | 0 | 0 | 0 | 0 | 0 | 0 | 0 | 0 | -342.3617 |  | 0 | 0 | 0 | 0 | 0 | 0 | 0 | 0 | 0 | 0 | 0 | 0 | 0 | 0 | 0 | 0 | 0 | 0 | 0 | 0 |  | 0 | 0 | 0 |  | 0 |  |  | 89.6168 | 0 | 0 | 0 | 0 | 0 | 0 | 0 | 0 | 0 | 0 | 0 | 0 | 0 | 0 | 0 | 0 | 0 | 0 | 0 | 0 | 0 | 0 | 0 | 0 | 0 | 0 | 0 | 0 | 0 | 0 | 0 | 0 | 0 | 0 | 0 | 0 | 0 | 0 | 0 | 0 | 0 | 0 | 0 | 89.6168
| XII | Transport |  | 0 | 0 | 0 | 787.0616 | 40.5324 | 20.2785 | 0 | 0 | 0 | 0 | 0 | 847.8725 |  | -14.1756 | 0 | 0 | -823.9445 | -9.7524 | 0 | 0 | 0 | 0 | 0 | 0 | 0 | 0 | 0 | 0 | 0 | 0 | 0 | -847.8725 |  | 0 | 0 | 0 | 0 | 0 | 0 | 0 | 0 | 0 | 0 | 0 | 0 | 0 | 0 | 0 | 0 | 0 | 0 | 0 | 0 |  | 0 | 0 | 0 |  | 0 |  |  | 221.706 | 0 | 0 | 0 | 0 | 0 | 0 | 0 | 0 | 0 | 0 | 0 | 0 | 0 | 0 | 0 | 0 | 0 | 0 | 0 | 0 | 0 | 0 | 0 | 0 | 0 | 0 | 0 | 0 | 0 | 0 | 0 | 0 | 0 | 0 | 0 | 0 | 0 | 0 | 0 | 0 | 0 | 0 | 0 | 221.706
| XIII.a | Domestic Cooking |  | 0 | 0 | 0 | 0 | 0 | 0 | 0 | 0 | 0 | 1153.7282 | 0 | 1153.7282 |  | -0.40568 | 0 | -1020.1111 | -115.2609 | -17.9506 | 0 | 0 | 0 | 0 | 0 | 0 | 0 | 0 | 0 | 0 | 0 | 0 | 0 | -1153.7282 |  | 0 | 0 | 0 | 0 | 0 | 0 | 0 | 0 | 0 | 0 | 0 | 0 | 0 | 0 | 0 | 0 | 0 | 0 | 0 | 0 |  | 0 | 0 | 0 |  | 0 | [46 empty] | 0
| XIII.b | Commercial Cooking |  | 0 | 0 | 0 | 0 | 0 | 0 | 0 | 0 | 0 | 0 | 64.7672 | 64.7672 |  | 0 | 0 | 0 | -49.8051 | -14.9621 | 0 | 0 | 0 | 0 | 0 | 0 | 0 | 0 | 0 | 0 | 0 | 0 | 0 | -64.7672 |  | 0 | 0 | 0 | 0 | 0 | 0 | 0 | 0 | 0 | 0 | 0 | 0 | 0 | 0 | 0 | 0 | 0 | 0 | 0 | 0 |  | 0 | 0 | 0 |  | 0 |  |  | 16.2609 | 0 | 0 | 0 | 0 | 0 | 0 | 0 | 0 | 0 | 0 | 0 | 0 | 0 | 0 | 0 | 0 | 0 | 0 | 0 | 0 | 0 | 0 | 0 | 0 | 0 | 0 | 0 | 0 | 0 | 0 | 0 | 0 | 0 | 0 | 0 | 0 | 0 | 0 | 0 | 0 | 0 | 0 | 0 | 16.2609
| XIII | Cooking |  | 0 | 0 | 0 | 0 | 0 | 0 | 0 | 0 | 0 | 1153.7282 | 64.7672 | 1218.4955 |  | -0.40568 | 0 | -1020.1111 | -165.066 | -32.9127 | 0 | 0 | 0 | 0 | 0 | 0 | 0 | 0 | 0 | 0 | 0 | 0 | 0 | -1218.4955 |  | 0 | 0 | 0 | 0 | 0 | 0 | 0 | 0 | 0 | 0 | 0 | 0 | 0 | 0 | 0 | 0 | 0 | 0 | 0 | 0 |  | 0 | 0 | 0 |  | 2.2737e-13 |  |  | 16.2609 | 0 | 0 | 0 | 0 | 0 | 0 | 0 | 0 | 0 | 0 | 0 | 0 | 0 | 0 | 0 | 0 | 0 | 0 | 0 | 0 | 0 | 0 | 0 | 0 | 0 | 0 | 0 | 0 | 0 | 0 | 0 | 0 | 0 | 0 | 0 | 0 | 0 | 0 | 0 | 0 | 0 | 0 | 0 | 16.2609
| XIV | Agriculture |  | 0 | 0 | 0 | 0 | 0 | 0 | 0 | 237.2069 | 0 | 0 | 0 | 237.2069 |  | -135.8436 | 0 | 0 | -101.3633 | 0 | 0 | 0 | 0 | 0 | 0 | 0 | 0 | 0 | 0 | 0 | 0 | 0 | 0 | -237.2069 |  | 0 | 0 | 0 | 0 | 0 | 0 | 0 | 0 | 0 | 0 | 0 | 0 | 0 | 0 | 0 | 0 | 0 | 0 | 0 | 0 |  | 0 | 0 | 0 |  | 0 |  |  | 27.036 | 0 | 0 | 0 | 0 | 0 | 0 | 0 | 0 | 0 | 0 | 0 | 0 | 0 | 0 | 0 | 0 | 0 | 0 | 0 | 0 | 0 | 0 | 0 | 0 | 0 | 0 | 0 | 0 | 0 | 0 | 0 | 0 | 0 | 0 | 0 | 0 | 0 | 0 | 0 | 0 | 0 | 0 | 0 | 27.036
| XVI | Telecom |  | 0 | 0 | 0 | 0 | 0 | 0 | 0 | 0 | 46.2897 | 0 | 0 | 46.2897 |  | -7.8894 | 0 | 0 | -38.4003 | 0 | 0 | 0 | 0 | 0 | 0 | 0 | 0 | 0 | 0 | 0 | 0 | 0 | 0 | -46.2897 |  | 0 | 0 | 0 | 0 | 0 | 0 | 0 | 0 | 0 | 0 | 0 | 0 | 0 | 0 | 0 | 0 | 0 | 0 | 0 | 0 |  | 0 | 0 | 0 |  | 0 |  |  | 10.2423 | 0 | 0 | 0 | 0 | 0 | 0 | 0 | 0 | 0 | 0 | 0 | 0 | 0 | 0 | 0 | 0 | 0 | 0 | 0 | 0 | 0 | 0 | 0 | 0 | 0 | 0 | 0 | 0 | 0 | 0 | 0 | 0 | 0 | 0 | 0 | 0 | 0 | 0 | 0 | 0 | 0 | 0 | 0 | 10.2423
| Subtotal.Consumption | Total consumption |  | 169.6951 | 69.8374 | 2278.7992 | 787.0616 | 40.5324 | 20.2785 | -0.018836 | 237.2069 | 46.2897 | 1153.7282 | 64.7672 | 4868.1773 |  | -792.1907 | 0 | -1973.7711 | -1777.8549 | -324.3606 | 0 | 0 | 0 | 0 | 0 | 0 | 0 | 0 | 0 | 0 | 0 | 0 | 0 | -4868.1773 |  | 0 | 0 | 0 | 0 | 0 | 0 | 0 | 0 | 0 | 0 | 0 | 0 | 0 | 0 | 0 | 0 | 0 | 0 | 0 | 0 |  | 0 | 0 | 0 |  | 0 |  |  | 757.9773 | 0 | 0 | 0 | 0 | 0 | 0 | 0 | 0 | 0 | 0 | 0 | 0 | 0 | 0 | 0 | 0 | 0 | 0 | 0 | 0 | 0 | 0 | 0 | 0 | 0 | 0 | 0 | 0 | 0 | 0 | 0 | 0 | 0 | 0 | 0 | 0 | 0 | 0 | 0 | 0 | 0 | 0 | 0 | 757.9773
[60 empty] | 0 |  | 0
| Supply | [58 empty] | 0 |  | 0
| v.a | Biomass Based Electricity& Biogas |  | 0 | 0 | 0 | 0 | 0 | 0 | 0 | 0 | 0 | 0 | 0 | 0 |  | 0 | 9.7454 | -38.9818 | 0 | 10.3058 | 0 | 0 | 0 | 0 | 0 | 0 | 0 | 0 | 0 | -10.3058 | 0 | 0 | 0 | -29.2364 |  | 0 | 0 | 0 | 0 | 0 | 0 | 0 | 0 | 0 | 0 | 0 | 0 | 0 | 0 | 0 | 0 | 0 | 0 | 0 | 0 |  | 29.2364 | 0 | 29.2364 |  | 0 |  |  | 13.5305 | 0 | 0 | 0 | 0 | 0 | 0 | 0 | 0 | 0 | 0 | 0 | 0 | 0 | 0 | 0 | 0 | 0 | 0 | 0 | 0 | 0 | 0 | 0 | 0 | 0 | 0 | 0 | 0 | 0 | 0 | 0 | 0 | 0 | 0 | 0 | -2.0503 | 0 | 0 | 0 | 0 | 0 | 0 | 0 | 11.4801
| V.b | First & Second Generation Bio Fuels |  | 0 | 0 | 0 | 0 | 0 | 0 | 0 | 0 | 0 | 0 | 0 | 0 |  | 0 | 0 | 0 | 0.13142 | 0 | 0 | 0 | 0 | 0 | 0 | 0 | 0 | -0.13142 | 0 | 0 | 0 | 0 | 0 | 0 |  | 0 | 0 | 0 | 0 | 0 | 0 | 0 | 0 | 0 | 0 | 0 | 0 | 0 | 0 | 0 | 0 | 0 | 0 | 0 | 0 |  | 0 | 0 | 0 |  | 0 |  |  | 0 | 0 | 0 | 0 | 0 | 0 | 0 | 0 | 0 | 0 | 0 | 0 | 0 | 0 | 0 | 0 | 0 | 0 | 0 | 0 | 0 | 0 | 0 | 0 | 0 | 0 | 0 | 0 | 0 | 0 | 0 | 0 | 0 | 0 | 0 | 0 | -0.035054 | 0 | 0 | 0 | 0 | 0 | 0 | 0 | -0.035054
| V.c | Advanced Bio Fuels |  | 0 | 0 | 0 | 0 | 0 | 0 | 0 | 0 | 0 | 0 | 0 | 0 |  | 0 | 0 | 0 | 0 | 0 | 0 | 0 | 0 | 0 | 0 | 0 | 0 | 0 | 0 | 0 | 0 | 0 | 0 | 0 |  | 0 | 0 | 0 | 0 | 0 | 0 | 0 | 0 | 0 | 0 | 0 | 0 | 0 | 0 | 0 | 0 | 0 | 0 | 0 | 0 |  | 0 | 0 | 0 |  | 0 |  |  | 0 | 0 | 0 | 0 | 0 | 0 | 0 | 0 | 0 | 0 | 0 | 0 | 0 | 0 | 0 | 0 | 0 | 0 | 0 | 0 | 0 | 0 | 0 | 0 | 0 | 0 | 0 | 0 | 0 | 0 | 0 | 0 | 0 | 0 | 0 | 0 | 0 | 0 | 0 | 0 | 0 | 0 | 0 | 0 | 0
| V.d | Bio-feedstock prodctn & bio-conversion |  | 0 | 0 | 0 | 0 | 0 | 0 | 0 | 0 | 0 | 0 | 0 | 0 |  | 0 | 0 | 0 | 0 | 0 | 0 | 0 | 0 | 0 | 0 | 0 | 0 | 0.13142 | 948.4098 | 10.3058 | 0 | 0 | 0 | 958.847 |  | 0 | 0 | 0 | 0 | 0 | 0 | 0 | 0 | 0 | 0 | 0 | 0 | 0 | 0 | 0 | 0 | 0 | -0.13142 | -958.7156 | -958.847 |  | 0 | 0 | 0 |  | 0 |  |  | 0 | 0 | 0 | 0 | 0 | 0 | 0 | 0 | 0 | 0 | 0 | 0 | 0 | 0 | 0 | 0 | 0 | 0 | 0 | 0 | 0 | 0 | 0 | 0 | 0 | 0 | 0 | 0 | 0 | 0 | 0 | 0 | 0 | 0 | 0 | 0 | -13.5305 | 0 | 0 | 0 | 0 | 0 | 0 | 0 | -13.5305
| V.e | Fuel For Cooking |  | 0 | 0 | 0 | 0 | 0 | 0 | 0 | 0 | 0 | 0 | 0 | 0 |  | 0 | 0 | 948.4098 | 0 | 0 | 0 | 0 | 0 | 0 | 0 | 0 | 0 | 0 | -948.4098 | 0 | 0 | 0 | 0 | 0 |  | 0 | 0 | 0 | 0 | 0 | 0 | 0 | 0 | 0 | 0 | 0 | 0 | 0 | 0 | 0 | 0 | 0 | 0 | 0 | 0 |  | 0 | 0 | 0 |  | 0 |  |  | 0 | 0 | 0 | 0 | 0 | 0 | 0 | 0 | 0 | 0 | 0 | 0 | 0 | 0 | 0 | 0 | 0 | 0 | 0 | 0 | 0 | 0 | 0 | 0 | 0 | 0 | 0 | 0 | 0 | 0 | 0 | 0 | 0 | 0 | 0 | 0 | -315.6595 | 0 | 0 | 0 | 0 | 0 | 0 | 0 | -315.6595
| V | Bioenergy |  | 0 | 0 | 0 | 0 | 0 | 0 | 0 | 0 | 0 | 0 | 0 | 0 |  | 0 | 9.7454 | 909.428 | 0.13142 | 10.3058 | 0 | 0 | 0 | 0 | 0 | 0 | 0 | 0 | 0 | 0 | 0 | 0 | 0 | 929.6107 |  | 0 | 0 | 0 | 0 | 0 | 0 | 0 | 0 | 0 | 0 | 0 | 0 | 0 | 0 | 0 | 0 | 0 | -0.13142 | -958.7156 | -958.847 |  | 29.2364 | 0 | 29.2364 |  | 0 |  |  | 13.5305 | 0 | 0 | 0 | 0 | 0 | 0 | 0 | 0 | 0 | 0 | 0 | 0 | 0 | 0 | 0 | 0 | 0 | 0 | 0 | 0 | 0 | 0 | 0 | 0 | 0 | 0 | 0 | 0 | 0 | 0 | 0 | 0 | 0 | 0 | 0 | -331.2753 | 0 | 0 | 0 | 0 | 0 | 0 | 0 | -317.7449
| VI.a | Waste to Electricity |  | 0 | 0 | 0 | 0 | 0 | 0 | 0 | 0 | 0 | 0 | 0 | 0 |  | 0 | 0 | 0 | 0 | 0 | 0 | 0 | 0 | 0 | 0 | 0 | 0 | 0 | 0 | 0 | 0 | 0 | 0 | 0 |  | 0 | 0 | 0 | 0 | 0 | 0 | 0 | 0 | 0 | 0 | 0 | 0 | 0 | 0 | 0 | 0 | 0 | 0 | 0 | 0 |  | 0 | 0 | 0 |  | 0 |  |  | 0 | 0 | 0 | 0 | 0 | 0 | 0 | 0 | 0 | 0 | 0 | 0 | 0 | 0 | 0 | 0 | 0 | 0 | 0 | 0 | 0 | 0 | 0 | 0 | 0 | 0 | 0 | 0 | 0 | 0 | 0 | 0 | 0 | 0 | 0 | 0 | 0 | 0 | 0 | 0 | 0 | 0 | 0 | 0 | 0
| VI | Waste |  | 0 | 0 | 0 | 0 | 0 | 0 | 0 | 0 | 0 | 0 | 0 | 0 |  | 0 | 0 | 0 | 0 | 0 | 0 | 0 | 0 | 0 | 0 | 0 | 0 | 0 | 0 | 0 | 0 | 0 | 0 | 0 |  | 0 | 0 | 0 | 0 | 0 | 0 | 0 | 0 | 0 | 0 | 0 | 0 | 0 | 0 | 0 | 0 | 0 | 0 | 0 | 0 |  | 0 | 0 | 0 |  | 0 |  |  | 0 | 0 | 0 | 0 | 0 | 0 | 0 | 0 | 0 | 0 | 0 | 0 | 0 | 0 | 0 | 0 | 0 | 0 | 0 | 0 | 0 | 0 | 0 | 0 | 0 | 0 | 0 | 0 | 0 | 0 | 0 | 0 | 0 | 0 | 0 | 0 | 0 | 0 | 0 | 0 | 0 | 0 | 0 | 0 | 0
| XV.a | Domestic Gas Production |  | 0 | 0 | 0 | 0 | 0 | 0 | 0 | 0 | 0 | 0 | 0 | 0 |  | 0 | 0 | 0 | 0 | 0 | 0 | 0 | 449.1921 | 0 | 0 | 0 | 0 | 0 | 0 | 0 | 0 | 0 | 0 | 449.1921 |  | 0 | 0 | -449.1921 | 0 | 0 | 0 | 0 | 0 | 0 | 0 | 0 | 0 | 0 | 0 | 0 | 0 | 0 | 0 | 0 | -449.1921 |  | 0 | 0 | 0 |  | 0 |  |  | 0 | 0 | 0 | 0 | 0 | 0 | 0 | 0 | 0 | 0 | 0 | 0 | 0 | 0 | 0 | 0 | 0 | 0 | 0 | 0 | 0 | 0 | 0 | 0 | 0 | 0 | 0 | 0 | 0 | 0 | 0 | 0 | 0 | 0 | 0 | 0 | 0 | 0 | 0 | 0 | 0 | 0 | 0 | 0 | 0
| XV.b | Domestic Coal Production |  | 0 | 0 | 0 | 0 | 0 | 0 | 0 | 0 | 0 | 0 | 0 | 0 |  | 0 | 0 | 0 | 0 | 0 | 2704.3935 | 0 | 0 | 0 | 0 | 0 | 0 | 0 | 0 | 0 | 0 | 0 | 0 | 2704.3935 |  | -2704.3935 | 0 | 0 | 0 | 0 | 0 | 0 | 0 | 0 | 0 | 0 | 0 | 0 | 0 | 0 | 0 | 0 | 0 | 0 | -2704.3935 |  | 0 | 0 | 0 |  | 0 |  |  | 0 | 0 | 0 | 0 | 0 | 0 | 0 | 0 | 0 | 0 | 0 | 0 | 0 | 0 | 0 | 0 | 0 | 0 | 0 | 0 | 0 | 0 | 0 | 0 | 0 | 0 | 0 | 0 | 0 | 0 | 0 | 0 | 0 | 0 | 0 | 0 | 0 | 0 | 0 | 0 | 0 | 0 | 0 | 0 | 0
| xv.c | Domestic Oil Production |  | 0 | 0 | 0 | 0 | 0 | 0 | 0 | 0 | 0 | 0 | 0 | 0 |  | 0 | 0 | 0 | 0 | 0 | 0 | 442.9867 | 0 | 0 | 0 | 0 | 0 | 0 | 0 | 0 | 0 | 0 | 0 | 442.9867 |  | 0 | -442.9867 | 0 | 0 | 0 | 0 | 0 | 0 | 0 | 0 | 0 | 0 | 0 | 0 | 0 | 0 | 0 | 0 | 0 | -442.9867 |  | 0 | 0 | 0 |  | 0 |  |  | 0 | 0 | 0 | 0 | 0 | 0 | 0 | 0 | 0 | 0 | 0 | 0 | 0 | 0 | 0 | 0 | 0 | 0 | 0 | 0 | 0 | 0 | 0 | 0 | 0 | 0 | 0 | 0 | 0 | 0 | 0 | 0 | 0 | 0 | 0 | 0 | 0 | 0 | 0 | 0 | 0 | 0 | 0 | 0 | 0
| XV | Fossil fuel production |  | 0 | 0 | 0 | 0 | 0 | 0 | 0 | 0 | 0 | 0 | 0 | 0 |  | 0 | 0 | 0 | 0 | 0 | 2704.3935 | 442.9867 | 449.1921 | 0 | 0 | 0 | 0 | 0 | 0 | 0 | 0 | 0 | 0 | 3596.5723 |  | -2704.3935 | -442.9867 | -449.1921 | 0 | 0 | 0 | 0 | 0 | 0 | 0 | 0 | 0 | 0 | 0 | 0 | 0 | 0 | 0 | 0 | -3596.5723 |  | 0 | 0 | 0 |  | 0 |  |  | 0 | 0 | 0 | 0 | 0 | 0 | 0 | 0 | 0 | 0 | 0 | 0 | 0 | 0 | 0 | 0 | 0 | 0 | 0 | 0 | 0 | 0 | 0 | 0 | 0 | 0 | 0 | 0 | 0 | 0 | 0 | 0 | 0 | 0 | 0 | 0 | 0 | 0 | 0 | 0 | 0 | 0 | 0 | 0 | 0
| III | Hydro Electric Power Generation |  | 0 | 0 | 0 | 0 | 0 | 0 | 0 | 0 | 0 | 0 | 0 | 0 |  | 0 | 143.7624 | 0 | 0 | 0 | 0 | 0 | 0 | 0 | 0 | 0 | 0 | 0 | 0 | 0 | 0 | 0 | 0 | 143.7624 |  | 0 | 0 | 0 | 0 | 0 | 0 | 0 | 0 | 0 | 0 | 0 | 0 | 0 | 0 | 0 | -143.7624 | 0 | 0 | 0 | -143.7624 |  | 0 | 0 | 0 |  | 0 | 0 | 0 | 0 | 0 | 0 | 0 | 0 | 0 | 0 | 0 | 0 | 0 | 0 | 0 | 0 | 0 | 0 | 0 | 0 | 0 | 0 | 0 | 0 | 0 | 0 | 0 | 0 | 0 | 0 | 0 | 0 | 0 | 0 | 0 | 0 | 0 | 0 | 0 | 0 | 0 | 0 | 0 | 0 | 0 | 0 | 0 | 0
| IV.a | Solar PV |  | 0 | 0 | 0 | 0 | 0 | 0 | 0 | 0 | 0 | 0 | 0 | 0 |  | 0 | 1.5673 | 0 | 0 | 0 | 0 | 0 | 0 | 0 | 0 | 0 | 0 | 0 | 0 | 0 | 0 | 0 | 0 | 1.5673 |  | 0 | 0 | 0 | 0 | 0 | 0 | 0 | 0 | 0 | 0 | -1.5673 | 0 | 0 | 0 | 0 | 0 | 0 | 0 | 0 | -1.5673 |  | 0 | 0 | 0 |  | 0 | 0 | 0 | 0 | 0 | 0 | 0 | 0 | 0 | 0 | 0 | 0 | 0 | 0 | 0 | 0 | 0 | 0 | 0 | 0 | 0 | 0 | 0 | 0 | 0 | 0 | 0 | 0 | 0 | 0 | 0 | 0 | 0 | 0 | 0 | 0 | 0 | 0 | 0 | 0 | 0 | 0 | 0 | 0 | 0 | 0 | 0 | 0
| IV.b | Solar CSP |  | 0 | 0 | 0 | 0 | 0 | 0 | 0 | 0 | 0 | 0 | 0 | 0 |  | 0 | 0 | 0 | 0 | 0 | 0 | 0 | 0 | 0 | 0 | 0 | 0 | 0 | 0 | 0 | 0 | 0 | 0 | 0 |  | 0 | 0 | 0 | 0 | 0 | 0 | 0 | 0 | 0 | 0 | 0 | 0 | 0 | 0 | 0 | 0 | 0 | 0 | 0 | 0 |  | 0 | 0 | 0 |  | 0 | 0 | 0 | 0 | 0 | 0 | 0 | 0 | 0 | 0 | 0 | 0 | 0 | 0 | 0 | 0 | 0 | 0 | 0 | 0 | 0 | 0 | 0 | 0 | 0 | 0 | 0 | 0 | 0 | 0 | 0 | 0 | 0 | 0 | 0 | 0 | 0 | 0 | 0 | 0 | 0 | 0 | 0 | 0 | 0 | 0 | 0 | 0
| IV.c.1 | Onshore Wind |  | 0 | 0 | 0 | 0 | 0 | 0 | 0 | 0 | 0 | 0 | 0 | 0 | 0 | 0 | 18.7222 | 0 | 0 | 0 | 0 | 0 | 0 | 0 | 0 | 0 | 0 | 0 | 0 | 0 | 0 | 0 | 0 | 18.7222 | 0 | 0 | 0 | 0 | 0 | 0 | 0 | 0 | 0 | 0 | 0 | 0 | -18.7222 | 0 | 0 | 0 | 0 | 0 | 0 | 0 | -18.7222 | 0 | 0 | 0 | 0 | 0 | 0 | 0 | 0 | 0 | 0 | 0 | 0 | 0 | 0 | 0 | 0 | 0 | 0 | 0 | 0 | 0 | 0 | 0 | 0 | 0 | 0 | 0 | 0 | 0 | 0 | 0 | 0 | 0 | 0 | 0 | 0 | 0 | 0 | 0 | 0 | 0 | 0 | 0 | 0 | 0 | 0 | 0 | 0 | 0 | 0 | 0 | 0 | 0
| IV.c.2 | Offshore Wind |  | 0 | 0 | 0 | 0 | 0 | 0 | 0 | 0 | 0 | 0 | 0 | 0 | 0 | 0 | 0 | 0 | 0 | 0 | 0 | 0 | 0 | 0 | 0 | 0 | 0 | 0 | 0 | 0 | 0 | 0 | 0 | 0 | 0 | 0 | 0 | 0 | 0 | 0 | 0 | 0 | 0 | 0 | 0 | 0 | 0 | 0 | 0 | 0 | 0 | 0 | 0 | 0 | 0 | 0 | 0 | 0 | 0 | 0 | 0 | 0 | 0 | 0 | 0 | 0 | 0 | 0 | 0 | 0 | 0 | 0 | 0 | 0 | 0 | 0 | 0 | 0 | 0 | 0 | 0 | 0 | 0 | 0 | 0 | 0 | 0 | 0 | 0 | 0 | 0 | 0 | 0 | 0 | 0 | 0 | 0 | 0 | 0 | 0 | 0 | 0 | 0 | 0 | 0 | 0 | 0 | 0
| IV.d | Small Hydro |  | 0 | 0 | 0 | 0 | 0 | 0 | 0 | 0 | 0 | 0 | 0 | 0 |  | 0 | 12.0815 | 0 | 0 | 0 | 0 | 0 | 0 | 0 | 0 | 0 | 0 | 0 | 0 | 0 | 0 | 0 | 0 | 12.0815 |  | 0 | 0 | 0 | 0 | 0 | 0 | 0 | 0 | 0 | 0 | 0 | 0 | 0 | 0 | 0 | -12.0815 | 0 | 0 | 0 | -12.0815 |  | 0 | 0 | 0 |  | 0 | 0 | 0 | 0 | 0 | 0 | 0 | 0 | 0 | 0 | 0 | 0 | 0 | 0 | 0 | 0 | 0 | 0 | 0 | 0 | 0 | 0 | 0 | 0 | 0 | 0 | 0 | 0 | 0 | 0 | 0 | 0 | 0 | 0 | 0 | 0 | 0 | 0 | 0 | 0 | 0 | 0 | 0 | 0 | 0 | 0 | 0 | 0
| IV | National renewable power generation |  | 0 | 0 | 0 | 0 | 0 | 0 | 0 | 0 | 0 | 0 | 0 | 0 |  | 0 | 32.371 | 0 | 0 | 0 | 0 | 0 | 0 | 0 | 0 | 0 | 0 | 0 | 0 | 0 | 0 | 0 | 0 | 32.371 |  | 0 | 0 | 0 | 0 | 0 | 0 | 0 | 0 | 0 | 0 | -1.5673 | -18.7222 | 0 | 0 | 0 | -12.0815 | 0 | 0 | 0 | -32.371 |  | 0 | 0 | 0 |  | 0 |  |  | 0 | 0 | 0 | 0 | 0 | 0 | 0 | 0 | 0 | 0 | 0 | 0 | 0 | 0 | 0 | 0 | 0 | 0 | 0 | 0 | 0 | 0 | 0 | 0 | 0 | 0 | 0 | 0 | 0 | 0 | 0 | 0 | 0 | 0 | 0 | 0 | 0 | 0 | 0 | 0 | 0 | 0 | 0 | 0 | 0
| II | Nuclear power generation |  | 0 | 0 | 0 | 0 | 0 | 0 | 0 | 0 | 0 | 0 | 0 | 0 |  | 0 | 32.8199 | 0 | 0 | 0 | 0 | 0 | 0 | 0 | 0 | 0 | 0 | 0 | 0 | 0 | 0 | 0 | 0 | 32.8199 |  | 0 | 0 | 0 | 0 | 0 | 0 | 0 | 0 | 0 | -93.7712 | 0 | 0 | 0 | 0 | 0 | 0 | 0 | 0 | 0 | -93.7712 |  | 60.9513 | 0 | 60.9513 |  | 0 |  |  | 0 | 0 | 0 | 0 | 0 | 0 | 0 | 0 | 0 | 0 | 0 | 0 | 0 | 0 | 0 | 0 | 0 | 0 | 0 | 0 | 0 | 0 | 0 | 0 | 0 | 0 | 0 | 0 | 0 | 0 | 0 | 0 | 0 | 0 | 0 | 0 | 0 | 0 | 0 | 0 | 0 | 0 | 0 | 0 | 0
| I.b | Coal power stations |  | 0 | 0 | 0 | 0 | 0 | 0 |  | 0 | 0 | 0 | 0 | 0 |  | 0 | 710.8629 | -2166.9461 | 0 | 0 | 0 | 0 | 0 | 0 | 0 | 0 | 0 | 0 | 0 | 0 | 0 | 0 | 0 | -1456.0833 |  | 0 | 0 | 0 | 0 | 0 | 0 | 0 | 0 | 0 | 0 | 0 | 0 | 0 | 0 | 0 | 0 | 0 | 0 | 0 | 0 |  | 1394.2691 | 61.8142 | 1456.0833 |  | 0 |  |  | 752.14 | 0 | 0 | 0 | 0 | 0 | 0 | 0 | 0 | 0 | 0 | 0 | 0 | 0 | 0 | 0 | 0 | 0 | 0 | 0 | 0 | 0 | 0 | 0 | 0 | 0 | 0 | 0 | 0 | 0 | 0 | 0 | 0 | 0 | 0 | 0 | 0 | 0 | 0 | 0 | 0 | 0 | 0 | 0 | 752.14
| I.a | Gas Power Stations |  | 0 | 0 | 0 | 0 | 0 | 0 |  | 0 | 0 | 0 | 0 | 0 |  | 0 | 96.5961 | 0 | 0 | -191.3783 | 0 | 0 | 0 | 0 | 0 | 0 | 0 | 0 | 0 | 0 | 0 | 0 | 0 | -94.7821 |  | 0 | 0 | 0 | 0 | 0 | 0 | 0 | 0 | 0 | 0 | 0 | 0 | 0 | 0 | 0 | 0 | 0 | 0 | 0 | 0 |  | 94.7821 | 0 | 94.7821 |  | 0 |  |  | 32.0292 | 0 | 0 | 0 | 0 | 0 | 0 | 0 | 0 | 0 | 0 | 0 | 0 | 0 | 0 | 0 | 0 | 0 | 0 | 0 | 0 | 0 | 0 | 0 | 0 | 0 | 0 | 0 | 0 | 0 | 0 | 0 | 0 | 0 | 0 | 0 | 0 | 0 | 0 | 0 | 0 | 0 | 0 | 0 | 32.0292
| I.c | Carbon Capture Storage (CCS) |  | 0 | 0 | 0 | 0 | 0 | 0 |  | 0 | 0 | 0 | 0 | 0 |  | 0 | 0 | 0 | 0 | 0 | 0 | 0 | 0 | 0 | 0 | 0 | 0 | 0 | 0 | 0 | 0 | 0 | 0 | 0 |  | 0 | 0 | 0 | 0 | 0 | 0 | 0 | 0 | 0 | 0 | 0 | 0 | 0 | 0 | 0 | 0 | 0 | 0 | 0 | 0 |  | 0 | 0 | 0 |  | 0 |  |  | 0 | 0 | 0 | 0 | 0 | 0 | 0 | 0 | 0 | 0 | 0 | 0 | 0 | 0 | 0 | 0 | 0 | 0 | 0 | 0 | 0 | 0 | 0 | 0 | 0 | 0 | 0 | 0 | 0 | 0 | 0 | 0 | 0 | 0 | 0 | 0 | 0 | 0 | 0 | 0 | 0 | 0 | 0 | 0 | 0
| Subtotal.I.d | Total electricity supply (demand) to this point | [14 empty] | -792.1907 | 797.6547
| I.d | Electricity Balancing Requirement |  | 0 | 0 | 0 | 0 | 0 | 0 | 0 | 0 | 0 | 0 | 0 | 0 |  | 0 | 0 | 0 | 0 | 0 | 0 | 0 | 0 | 0 | 0 | 0 | 0 | 0 | 0 | 0 | 0 | 0 | 0 | 0 |  | 0 | 0 | 0 | 0 | 0 | 0 | 0 | 0 | 0 | 0 | 0 | 0 | 0 | 0 | 0 | 0 | 0 | 0 | 0 | 0 |  | 0 | 0 | 0 |  | 0 |  |  | 0 | 0 | 0 | 0 | 0 | 0 | 0 | 0 | 0 | 0 | 0 | 0 | 0 | 0 | 0 | 0 | 0 | 0 | 0 | 0 | 0 | 0 | 0 | 0 | 0 | 0 | 0 | 0 | 0 | 0 | 0 | 0 | 0 | 0 | 0 | 0 | 0 | 0 | 0 | 0 | 0 | 0 | 0 | 0 | 0
| I | Hydrocarbon fuel power generation |  | 0 | 0 | 0 | 0 | 0 | 0 | 0 | 0 | 0 | 0 | 0 | 0 |  | 0 | 807.459 | -2166.9461 | 0 | -191.3783 | 0 | 0 | 0 | 0 | 0 | 0 | 0 | 0 | 0 | 0 | 0 | 0 | 0 | -1550.8654 |  | 0 | 0 | 0 | 0 | 0 | 0 | 0 | 0 | 0 | 0 | 0 | 0 | 0 | 0 | 0 | 0 | 0 | 0 | 0 | 0 |  | 1489.0512 | 61.8142 | 1550.8654 |  | 0 |  |  | 784.1693 | 0 | 0 | 0 | 0 | 0 | 0 | 0 | 0 | 0 | 0 | 0 | 0 | 0 | 0 | 0 | 0 | 0 | 0 | 0 | 0 | 0 | 0 | 0 | 0 | 0 | 0 | 0 | 0 | 0 | 0 | 0 | 0 | 0 | 0 | 0 | 0 | 0 | 0 | 0 | 0 | 0 | 0 | 0 | 784.1693
| Subtotal.Supply | Total supply |  | 0 | 0 | 0 | 0 | 0 | 0 | 0 | 0 | 0 | 0 | 0 | 0 |  | 0 | 1026.1577 | -1257.5181 | 0.13142 | -181.0725 | 2704.3935 | 442.9867 | 449.1921 | 0 | 0 | 0 | 0 | 0 | 0 | 0 | 0 | 0 | 0 | 3184.2708 |  | -2704.3935 | -442.9867 | -449.1921 | 0 | 0 | 0 | 0 | 0 | 0 | -93.7712 | -1.5673 | -18.7222 | 0 | 0 | 0 | -155.8439 | 0 | -0.13142 | -958.7156 | -4825.3238 |  | 1579.2388 | 61.8142 | 1641.053 |  | 0 |  |  | 784.1693 | 0 | 0 | 0 | 0 | 0 | 0 | 0 | 0 | 0 | 0 | 0 | 0 | 0 | 0 | 0 | 0 | 0 | 0 | 0 | 0 | 0 | 0 | 0 | 0 | 0 | 0 | 0 | 0 | 0 | 0 | 0 | 0 | 0 | 0 | 0 | 0 | 0 | 0 | 0 | 0 | 0 | 0 | 0 | 784.1693
0
| Distribution, storage, and balancing | [60 empty] | 0
0
| VII.a | Electricity imports |  | 0 | 0 | 0 | 0 | 0 | 0 |  | 0 | 0 | 0 | 0 | 0 |  | 0 | 4 | 0 | 0 | 0 | 0 | 0 | 0 | 0 | 0 | 0 | 0 | 0 | 0 | 0 | 0 | 0 | 0 | 4 |  | 0 | 0 | 0 | 0 | -4 | 0 | 0 | 0 | 0 | 0 | 0 | 0 | 0 | 0 | 0 | 0 | 0 | 0 | 0 | -4 |  | 0 | 0 | 0 |  | 0 |  |  | 0 | 0 | 0 | 0 | 0 | 0 | 0 | 0 | 0 | 0 | 0 | 0 | 0 | 0 | 0 | 0 | 0 | 0 | 0 | 0 | 0 | 0 | 0 | 0 | 0 | 0 | 0 | 0 | 0 | 0 | 0 | 0 | 0 | 0 | 0 | 0 | 0 | 0 | 0 | 0 | 0 | 0 | 0 | 0
| Subtotal.VII.b | Total electricity supply (demand) prior to generation | [14 empty] | -792.1907 | 222.6987 | [43 empty] | 0
| VII.b | T&D Losses |  | 0 | 0 | 0 | 0 | 0 | 0 |  | 0 | 0 | 0 | 0 | 0 |  | 0 | -232.503 | 0 | 0 | 0 | 0 | 0 | 0 | 0 | 0 | 0 | 0 | 0 | 0 | 0 | 0 | 0 | 0 | -232.503 |  | 0 | 0 | 0 | 0 | 0 | 0 | 0 | 0 | 0 | 0 | 0 | 0 | 0 | 0 | 0 | 0 | 0 | 0 | 0 | 0 |  | 0 | 232.503 | 232.503 |  | 0 |  |  | 0 | 0 | 0 | 0 | 0 | 0 | 0 | 0 | 0 | 0 | 0 | 0 | 0 | 0 | 0 | 0 | 0 | 0 | 0 | 0 | 0 | 0 | 0 | 0 | 0 | 0 | 0 | 0 | 0 | 0 | 0 | 0 | 0 | 0 | 0 | 0 | 0 | 0 | 0 | 0 | 0 | 0 | 0 | 0
| VII.c | Storage, demand shifting |  | 0 | 0 | 0 | 0 | 0 | 0 |  | 0 | 0 | 0 | 0 | 0 |  | 0 | 0 | 0 | 0 | 0 | 0 | 0 | 0 | 0 | 0 | 0 | 0 | 0 | 0 | 0 | 0 | 0 | 0 | 0 |  | 0 | 0 | 0 | 0 | 0 | 0 | 0 | 0 | 0 | 0 | 0 | 0 | 0 | 0 | 0 | 0 | 0 | 0 | 0 | 0 |  | 0 | 0 | 0 |  | 0 |  |  | 0 | 0 | 0 | 0 | 0 | 0 | 0 | 0 | 0 | 0 | 0 | 0 | 0 | 0 | 0 | 0 | 0 | 0 | 0 | 0 | 0 | 0 | 0 | 0 | 0 | 0 | 0 | 0 | 0 | 0 | 0 | 0 | 0 | 0 | 0 | 0 | 0 | 0 | 0 | 0 | 0 | 0 | 0 | 0
| VII | Electricity distribution, storage, and balancing |  | 0 | 0 | 0 | 0 | 0 | 0 |  | 0 | 0 | 0 | 0 | 0 |  | 0 | -228.503 | 0 | 0 | 0 | 0 | 0 | 0 | 0 | 0 | 0 | 0 | 0 | 0 | 0 | 0 | 0 | 0 | -228.503 |  | 0 | 0 | 0 | 0 | -4 | 0 | 0 | 0 | 0 | 0 | 0 | 0 | 0 | 0 | 0 | 0 | 0 | 0 | 0 | -4 |  | 0 | 232.503 | 232.503 |  | 0 |  |  | 0 | 0 | 0 | 0 | 0 | 0 | 0 | 0 | 0 | 0 | 0 | 0 | 0 | 0 | 0 | 0 | 0 | 0 | 0 | 0 | 0 | 0 | 0 | 0 | 0 | 0 | 0 | 0 | 0 | 0 | 0 | 0 | 0 | 0 | 0 | 0 | 0 | 0 | 0 | 0 | 0 | 0 | 0 | 0 | 0
[62 empty] | 0 | [46 empty] | 0
| Subtotal.V.a | Total supply / (demand) to this point | [16 empty] | -3231.2892 | -1777.7234 | -505.4331 | [5 empty] | 0 | 0 | 0 | 0 | 0 | 0 | [76 empty] | 0
| Subtotal.XVII.a | Requested hydrocarbons | [14 empty] | -792.1907 | 797.6547 | -3231.2892 | -1777.7234 | -505.4331 | [87 empty] | 0
| XVII.a | Fossil Fuel Transfer |  | 0 | 0 | 0 | 0 | 0 | 0 |  | 0 | 0 | 0 | 0 | 0 |  | 0 | 0 | 3231.2892 | 1777.7234 | 505.4331 | -3231.2892 | -1902.1641 | -581.2481 | 0 | 0 | 0 | 0 | 0 | 0 | 0 | 0 | 0 | 0 | -200.2556 |  | 0 | 0 | 0 | 0 | 0 | 0 | 0 | 0 | 0 | 0 | 0 | 0 | 0 | 0 | 0 | 0 | 0 | 0 | 0 | 0 |  | 0 | 200.2556 | 200.2556 |  | 3.979e-13 |  |  | 0 | 0 | 0 | 0 | 0 | 0 | 0 | 0 | 0 | 0 | 0 | 0 | 0 | 0 | 0 | 0 | 0 | 0 | 0 | 0 | 0 | 0 | 0 | 0 | 0 | 0 | 0 | 0 | 0 | 0 | 0 | 0 | 0 | 0 | 0 | 0 | 0 | 0 | 0 | 0 | 0 | 0 | 0 | 0 | 0
* | XVII.b | Fossil fuel Imports | [12 empty] | 0 |  |  | -5.464 |  |  |  | 526.8957 | 1459.1774 | 132.056 | [10 empty] | 2112.6651 | [5 empty] | 5.464 | 0 | -526.8957 | -1459.1774 | -132.056 | [10 empty] | -2112.6651 |  |  |  | 0 |  | 0 |  |  | 0 | 0 | 0 | 0 | 0 | 0 | 0 | 0 | 0 | 0 | 0 | 0 | 0 | 0 | 0 | 0 | 0 | 0 | 0 | 0 | 0 | 0 | 0 | 0 | 0 | 0 | 0 | 0 | 0 | 0 | 0 | 0 | 0 | 0 | 0 | 0 | 0 | 0 | 0 | 0 | 0 | 0 | 0 | 0 | 0
* | XVII | Transfer |  | 0 | 0 | 0 | 0 | 0 | 0 |  | 0 | 0 | 0 | 0 | 0 |  | 0 | -5.464 | 3231.2892 | 1777.7234 | 505.4331 | -2704.3935 | -442.9867 | -449.1921 | 0 | 0 | 0 | 0 | 0 | 0 | 0 | 0 | 0 | 0 | 1912.4095 |  | 0 | 0 | 0 | 0 | 5.464 | 0 | -526.8957 | -1459.1774 | -132.056 | 0 | 0 | 0 | 0 | 0 | 0 | 0 | 0 | 0 | 0 | -2112.6651 |  | 0 | 200.2556 | 200.2556 |  | 7.3896e-13 |  |  | 0 | 0 | 0 | 0 | 0 | 0 | 0 | 0 | 0 | 0 | 0 | 0 | 0 | 0 | 0 | 0 | 0 | 0 | 0 | 0 | 0 | 0 | 0 | 0 | 0 | 0 | 0 | 0 | 0 | 0 | 0 | 0 | 0 | 0 | 0 | 0 | 0 | 0 | 0 | 0 | 0 | 0 | 0 | 0 | 0
| Subtotal.Balancing | Total Dist'n, storage, and balancing |  | 0 | 0 | 0 | 0 | 0 | 0 | 0 | 0 | 0 | 0 | 0 | 0 |  | 0 | -233.967 | 3231.2892 | 1777.7234 | 505.4331 | -2704.3935 | -442.9867 | -449.1921 | 0 | 0 | 0 | 0 | 0 | 0 | 0 | 0 | 0 | 0 | 1683.9064 |  | 0 | 0 | 0 | 0 | 1.464 | 0 | -526.8957 | -1459.1774 | -132.056 | 0 | 0 | 0 | 0 | 0 | 0 | 0 | 0 | 0 | 0 | -2116.6651 |  | 0 | 432.7586 | 432.7586 |  | 7.3896e-13 |  |  | 0 | 0 | 0 | 0 | 0 | 0 | 0 | 0 | 0 | 0 | 0 | 0 | 0 | 0 | 0 | 0 | 0 | 0 | 0 | 0 | 0 | 0 | 0 | 0 | 0 | 0 | 0 | 0 | 0 | 0 | 0 | 0 | 0 | 0 | 0 | 0 | 0 | 0 | 0 | 0 | 0 | 0 | 0 | 0 | 0
0
0
| Net balance |  |  | 169.6951 | 69.8374 | 2278.7992 | 787.0616 | 40.5324 | 20.2785 | -0.018836 | 237.2069 | 46.2897 | 1153.7282 | 64.7672 | 4868.1773 |  | -792.1907 | 792.1907 | 0 | 0 | 0 | 0 | 0 | 0 | 0 | 0 | 0 | 0 | 0 | 0 | 0 | 0 | 0 | 0 | 0 |  | -2704.3935 | -442.9867 | -449.1921 | 0 | 1.464 | 0 | -526.8957 | -1459.1774 | -132.056 | -93.7712 | -1.5673 | -18.7222 | 0 | 0 | 0 | -155.8439 | 0 | -0.13142 | -958.7156 | -6941.9889 |  | 1579.2388 | 494.5728 | 2073.8116 |  | 0 |  |  | 1542.1466 | 0 | 0 | 0 | 0 | 0 | 0 | 0 | 0 | 0 | 0 | 0 | 0 | 0 | 0 | 0 | 0 | 0 | 0 | 0 | 0 | 0 | 0 | 0 | 0 | 0 | 0 | 0 | 0 | 0 | 0 | 0 | 0 | 0 | 0 | 0 | 0 | 0 | 0 | 0 | 0 | 0 | 0 | 0 | 1542.1466
[108 empty] | Used in electricity | 784.1693
* | Computed within this worksheet | [106 empty] | Matching electricity | 797.6547
[108 empty] | emissions factor | 0.98309

## 2017
2017
|  |  | TWh | Uses | [12 empty] | Secondary sources | [19 empty] | Primary Sources | [20 empty] | Adjustments | [6 empty] | Emissions (Mt CO2e)
|  |  |  | Domestic Lighting & appliances | Commercial Lighting & Appliances | Industry | Road transport | Rail transport | Domestic aviation | Green Building Design & Envelope Savings | Pumps& Tractors | Telecom Sector Energy Demand | Domestic Cooking Energy Demand | Commercial Cooking Energy Demand | Total uses |  | Electricity (delivered to end user) | Electricity (supplied to grid) | Solid hydrocarbons | Liquid hydrocarbons | Gaseous hydrocarbons | Coal indigenous production | Oil and petroleum products | Natural gas | Solid Biomass Hydrocarbons | Gaseous Biomass Hydrocarbons | Edible biomass | Energy crops (second generation) | Energy crops (first generation) | Dry biomass and waste | Wet biomass and waste | Gaseous waste | Off Grid Renewables | H2 | Total secondary sources |  | Coal reserves | Oil reserves | Gas reserves | Biomass oversupply (imports) | Electricity oversupply (imports) | Petroleum products oversupply | Coal oversupply (imports) | Oil and petroleum products oversupply (imports) | Gas oversupply (imports) | Nuclear fission | Solar | Wind | Tidal | Wave | Geothermal | Hydro | Environmental heat | Agriculture | Waste | Total primary sources |  | Conversion losses | Distribution losses and own use | Total adjust. |  | Unallocated |  |  | Fuel Combustion |  |  |  | Fugitive Emissions from Fuels |  |  |  | Industrial Processes |  |  |  | Solvent and Other Product Use |  |  |  | Agriculture |  |  |  | Land Use, Land-Use Change and Forestry |  |  |  | Waste |  |  |  | Other |  |  |  | International Aviation and Shipping |  |  |  | Bioenergy credit |  |  |  | Carbon capture |  |  |  | Total
|  | Sector |  | L.01 | L.02 | I.01 | T.01 | T.02 | T.03 | S.01 | D.01 | G.01 | M.01 | M.02 |  |  | V.01 | V.02 | V.03 | V.04 | V.05 | C.01 | C.02 | C.03 | V.06 | V.07 | V.08 | V.13 | V.14 | V.09 | V.10 | V.15 | V.11 | V.12 |  |  | Q.01 | Q.02 | Q.03 | Y.01 | Y.02 | Y.03 | Y.04 | Y.05 | Y.06 | N.01 | R.01 | R.02 | R.03 | R.04 | R.05 | R.06 | R.07 | A.01 | W.01 |  |  | X.01 | X.02 |  |  | Z.01 |  |  | 1A | 1A | 1A | 1A | 1B | 1B | 1B | 1B | 2 | 2 | 2 | 2 | 3 | 3 | 3 | 3 | 4 | 4 | 4 | 4 | 5 | 5 | 5 | 5 | 6 | 6 | 6 | 6 | 7 | 7 | 7 | 7 | X1 | X1 | X1 | X1 | X2 | X2 | X2 | X2 | X3 | X3 | X3 | X3
[65 empty] | CO2 | CH4 | N2O | F | CO2 | CH4 | N2O | F | CO2 | CH4 | N2O | F | CO2 | CH4 | N2O | F | CO2 | CH4 | N2O | F | CO2 | CH4 | N2O | F | CO2 | CH4 | N2O | F | CO2 | CH4 | N2O | F | CO2 | CH4 | N2O | F | CO2 | CH4 | N2O | F | CO2 | CH4 | N2O | F
Consumption
| IX | Buildings
| X.a | Domestic Lighting & Appliances |  | 300.0443 | 0 | 0 | 0 | 0 | 0 | 5.9191e-13 | 0 | 0 | 0 | 0 | 300.0443 |  | -294.1978 | 0 | 0 | -5.8465 | 0 | 0 | 0 | 0 | 0 | 0 | 0 | 0 | 0 | 0 | 0 | 0 | 0 | 0 | -300.0443 |  | 0 | 0 | 0 | 0 | 0 | 0 | 0 | 0 | 0 | 0 | 0 | 0 | 0 | 0 | 0 | 0 | 0 | 0 | 0 | 0 |  | 0 | 0 | 0 |  | 0 |  |  | 1.5594 | 0 | 0 | 0 | 0 | 0 | 0 | 0 | 0 | 0 | 0 | 0 | 0 | 0 | 0 | 0 | 0 | 0 | 0 | 0 | 0 | 0 | 0 | 0 | 0 | 0 | 0 | 0 | 0 | 0 | 0 | 0 | 0 | 0 | 0 | 0 | 0 | 0 | 0 | 0 | 0 | 0 | 0 | 0 | 1.5594
| X.b | Commercial Lighting & Appliances |  | 0 | 115.4286 | 0 | 0 | 0 | 0 | -0.033535 | 0 | 0 | 0 | 0 | 115.3951 |  | -115.3951 | 0 | 0 | 0 | 0 | 0 | 0 | 0 | 0 | 0 | 0 | 0 | 0 | 0 | 0 | 0 | 0 | 0 | -115.3951 |  | 0 | 0 | 0 | 0 | 0 | 0 | 0 | 0 | 0 | 0 | 0 | 0 | 0 | 0 | 0 | 0 | 0 | 0 | 0 | 0 |  | 0 | 0 | 0 |  | 0 |  |  | 0 | 0 | 0 | 0 | 0 | 0 | 0 | 0 | 0 | 0 | 0 | 0 | 0 | 0 | 0 | 0 | 0 | 0 | 0 | 0 | 0 | 0 | 0 | 0 | 0 | 0 | 0 | 0 | 0 | 0 | 0 | 0 | 0 | 0 | 0 | 0 | 0 | 0 | 0 | 0 | 0 | 0 | 0 | 0 | 0
| X | Lighting and appliances |  | 300.0443 | 115.4286 | 0 | 0 | 0 | 0 | -0.033535 | 0 | 0 | 0 | 0 | 415.4394 |  | -409.5929 | 0 | 0 | -5.8465 | 0 | 0 | 0 | 0 | 0 | 0 | 0 | 0 | 0 | 0 | 0 | 0 | 0 | 0 | -415.4394 |  | 0 | 0 | 0 | 0 | 0 | 0 | 0 | 0 | 0 | 0 | 0 | 0 | 0 | 0 | 0 | 0 | 0 | 0 | 0 | 0 |  | 0 | 0 | 0 |  | 0 |  |  | 1.5594 | 0 | 0 | 0 | 0 | 0 | 0 | 0 | 0 | 0 | 0 | 0 | 0 | 0 | 0 | 0 | 0 | 0 | 0 | 0 | 0 | 0 | 0 | 0 | 0 | 0 | 0 | 0 | 0 | 0 | 0 | 0 | 0 | 0 | 0 | 0 | 0 | 0 | 0 | 0 | 0 | 0 | 0 | 0 | 1.5594
| XI | Industry |  | 0 | 0 | 3188.099 | 0 | 0 | 0 | 0 | 0 | 0 | 0 | 0 | 3188.099 |  | -503.1177 | 0 | -1364.6566 | -789.3311 | -530.9936 | 0 | 0 | 0 | 0 | 0 | 0 | 0 | 0 | 0 | 0 | 0 | 0 | 0 | -3188.099 |  | 0 | 0 | 0 | 0 | 0 | 0 | 0 | 0 | 0 | 0 | 0 | 0 | 0 | 0 | 0 | 0 | 0 | 0 | 0 | 0 |  | 0 | 0 | 0 |  | 0 |  |  | 674.6947 | 0 | 0 | 0 | 0 | 0 | 0 | 0 | 0 | 0 | 0 | 0 | 0 | 0 | 0 | 0 | 0 | 0 | 0 | 0 | 0 | 0 | 0 | 0 | 0 | 0 | 0 | 0 | 0 | 0 | 0 | 0 | 0 | 0 | 0 | 0 | 0 | 0 | 0 | 0 | 0 | 0 | 0 | 0 | 674.6947
| XI | Industry |  | 0 | 0 | 3188.099 | 0 | 0 | 0 | 0 | 0 | 0 | 0 | 0 | 3188.099 |  | -503.1177 | 0 | -1364.6566 | -789.3311 | -530.9936 | 0 | 0 | 0 | 0 | 0 | 0 | 0 | 0 | 0 | 0 | 0 | 0 | 0 | -3188.099 |  | 0 | 0 | 0 | 0 | 0 | 0 | 0 | 0 | 0 | 0 | 0 | 0 | 0 | 0 | 0 | 0 | 0 | 0 | 0 | 0 |  | 0 | 0 | 0 |  | 0 |  |  | 674.6947 | 0 | 0 | 0 | 0 | 0 | 0 | 0 | 0 | 0 | 0 | 0 | 0 | 0 | 0 | 0 | 0 | 0 | 0 | 0 | 0 | 0 | 0 | 0 | 0 | 0 | 0 | 0 | 0 | 0 | 0 | 0 | 0 | 0 | 0 | 0 | 0 | 0 | 0 | 0 | 0 | 0 | 0 | 0 | 674.6947
| XII.a | Domestic passenger transport |  | 0 | 0 | 0 | 696.7627 | 25.3622 | 34.5644 | 0 | 0 | 0 | 0 | 0 | 756.6893 |  | -9.9812 | 0 | 0 | -728.2842 | -18.4239 | 0 | 0 | 0 | 0 | 0 | 0 | 0 | 0 | 0 | 0 | 0 | 0 | 0 | -756.6893 |  | 0 | 0 | 0 | 0 | 0 | 0 | 0 | 0 | 0 | 0 | 0 | 0 | 0 | 0 | 0 | 0 | 0 | 0 | 0 | 0 |  | 0 | 0 | 0 |  | -2.2737e-13 |  |  | 197.9162 | 0 | 0 | 0 | 0 | 0 | 0 | 0 | 0 | 0 | 0 | 0 | 0 | 0 | 0 | 0 | 0 | 0 | 0 | 0 | 0 | 0 | 0 | 0 | 0 | 0 | 0 | 0 | 0 | 0 | 0 | 0 | 0 | 0 | 0 | 0 | 0 | 0 | 0 | 0 | 0 | 0 | 0 | 0 | 197.9162
| XII.b | Domestic freight |  | 0 | 0 | 0 | 486.7377 | 26.5274 | 1.56 | 0 | 0 | 0 | 0 | 0 | 514.8251 |  | -9.4069 | 0 | 0 | -505.4182 | 0 | 0 | 0 | 0 | 0 | 0 | 0 | 0 | 0 | 0 | 0 | 0 | 0 | 0 | -514.8251 |  | 0 | 0 | 0 | 0 | 0 | 0 | 0 | 0 | 0 | 0 | 0 | 0 | 0 | 0 | 0 | 0 | 0 | 0 | 0 | 0 |  | 0 | 0 | 0 |  | 0 |  |  | 134.8072 | 0 | 0 | 0 | 0 | 0 | 0 | 0 | 0 | 0 | 0 | 0 | 0 | 0 | 0 | 0 | 0 | 0 | 0 | 0 | 0 | 0 | 0 | 0 | 0 | 0 | 0 | 0 | 0 | 0 | 0 | 0 | 0 | 0 | 0 | 0 | 0 | 0 | 0 | 0 | 0 | 0 | 0 | 0 | 134.8072
| XII | Transport |  | 0 | 0 | 0 | 1183.5004 | 51.8896 | 36.1244 | 0 | 0 | 0 | 0 | 0 | 1271.5144 |  | -19.3881 | 0 | 0 | -1233.7024 | -18.4239 | 0 | 0 | 0 | 0 | 0 | 0 | 0 | 0 | 0 | 0 | 0 | 0 | 0 | -1271.5144 |  | 0 | 0 | 0 | 0 | 0 | 0 | 0 | 0 | 0 | 0 | 0 | 0 | 0 | 0 | 0 | 0 | 0 | 0 | 0 | 0 |  | 0 | 0 | 0 |  | -4.5475e-13 |  |  | 332.7234 | 0 | 0 | 0 | 0 | 0 | 0 | 0 | 0 | 0 | 0 | 0 | 0 | 0 | 0 | 0 | 0 | 0 | 0 | 0 | 0 | 0 | 0 | 0 | 0 | 0 | 0 | 0 | 0 | 0 | 0 | 0 | 0 | 0 | 0 | 0 | 0 | 0 | 0 | 0 | 0 | 0 | 0 | 0 | 332.7234
| XIII.a | Domestic Cooking |  | 0 | 0 | 0 | 0 | 0 | 0 | 0 | 0 | 0 | 1148.4989 | 0 | 1148.4989 |  | -1.9119 | 0 | -1001.9367 | -121.9172 | -22.7332 | 0 | 0 | 0 | 0 | 0 | 0 | 0 | 0 | 0 | 0 | 0 | 0 | 0 | -1148.4989 |  | 0 | 0 | 0 | 0 | 0 | 0 | 0 | 0 | 0 | 0 | 0 | 0 | 0 | 0 | 0 | 0 | 0 | 0 | 0 | 0 |  | 0 | 0 | 0 |  | -2.2737e-13 | [46 empty] | 0
| XIII.b | Commercial Cooking |  | 0 | 0 | 0 | 0 | 0 | 0 | 0 | 0 | 0 | 0 | 96.6439 | 96.6439 |  | 0 | 0 | 0 | -73.9555 | -22.6884 | 0 | 0 | 0 | 0 | 0 | 0 | 0 | 0 | 0 | 0 | 0 | 0 | 0 | -96.6439 |  | 0 | 0 | 0 | 0 | 0 | 0 | 0 | 0 | 0 | 0 | 0 | 0 | 0 | 0 | 0 | 0 | 0 | 0 | 0 | 0 |  | 0 | 0 | 0 |  | 0 |  |  | 24.2395 | 0 | 0 | 0 | 0 | 0 | 0 | 0 | 0 | 0 | 0 | 0 | 0 | 0 | 0 | 0 | 0 | 0 | 0 | 0 | 0 | 0 | 0 | 0 | 0 | 0 | 0 | 0 | 0 | 0 | 0 | 0 | 0 | 0 | 0 | 0 | 0 | 0 | 0 | 0 | 0 | 0 | 0 | 0 | 24.2395
| XIII | Cooking |  | 0 | 0 | 0 | 0 | 0 | 0 | 0 | 0 | 0 | 1148.4989 | 96.6439 | 1245.1428 |  | -1.9119 | 0 | -1001.9367 | -195.8727 | -45.4216 | 0 | 0 | 0 | 0 | 0 | 0 | 0 | 0 | 0 | 0 | 0 | 0 | 0 | -1245.1428 |  | 0 | 0 | 0 | 0 | 0 | 0 | 0 | 0 | 0 | 0 | 0 | 0 | 0 | 0 | 0 | 0 | 0 | 0 | 0 | 0 |  | 0 | 0 | 0 |  | -2.2737e-13 |  |  | 24.2395 | 0 | 0 | 0 | 0 | 0 | 0 | 0 | 0 | 0 | 0 | 0 | 0 | 0 | 0 | 0 | 0 | 0 | 0 | 0 | 0 | 0 | 0 | 0 | 0 | 0 | 0 | 0 | 0 | 0 | 0 | 0 | 0 | 0 | 0 | 0 | 0 | 0 | 0 | 0 | 0 | 0 | 0 | 0 | 24.2395
| XIV | Agriculture |  | 0 | 0 | 0 | 0 | 0 | 0 | 0 | 328.2852 | 0 | 0 | 0 | 328.2852 |  | -188.775 | 0 | 0 | -139.5102 | 0 | 0 | 0 | 0 | 0 | 0 | 0 | 0 | 0 | 0 | 0 | 0 | 0 | 0 | -328.2852 |  | 0 | 0 | 0 | 0 | 0 | 0 | 0 | 0 | 0 | 0 | 0 | 0 | 0 | 0 | 0 | 0 | 0 | 0 | 0 | 0 |  | 0 | 0 | 0 |  | 0 |  |  | 37.2107 | 0 | 0 | 0 | 0 | 0 | 0 | 0 | 0 | 0 | 0 | 0 | 0 | 0 | 0 | 0 | 0 | 0 | 0 | 0 | 0 | 0 | 0 | 0 | 0 | 0 | 0 | 0 | 0 | 0 | 0 | 0 | 0 | 0 | 0 | 0 | 0 | 0 | 0 | 0 | 0 | 0 | 0 | 0 | 37.2107
| XVI | Telecom |  | 0 | 0 | 0 | 0 | 0 | 0 | 0 | 0 | 56.3283 | 0 | 0 | 56.3283 |  | -11.3399 | 0 | 0 | -44.8742 | 0 | 0 | 0 | 0 | 0 | 0 | 0 | 0 | 0 | 0 | 0 | 0 | -0.11418 | 0 | -56.3283 |  | 0 | 0 | 0 | 0 | 0 | 0 | 0 | 0 | 0 | 0 | 0 | 0 | 0 | 0 | 0 | 0 | 0 | 0 | 0 | 0 |  | 0 | 0 | 0 |  | 0 |  |  | 11.969 | 0 | 0 | 0 | 0 | 0 | 0 | 0 | 0 | 0 | 0 | 0 | 0 | 0 | 0 | 0 | 0 | 0 | 0 | 0 | 0 | 0 | 0 | 0 | 0 | 0 | 0 | 0 | 0 | 0 | 0 | 0 | 0 | 0 | 0 | 0 | 0 | 0 | 0 | 0 | 0 | 0 | 0 | 0 | 11.969
| Subtotal.Consumption | Total consumption |  | 300.0443 | 115.4286 | 3188.099 | 1183.5004 | 51.8896 | 36.1244 | -0.033535 | 328.2852 | 56.3283 | 1148.4989 | 96.6439 | 6504.8091 |  | -1134.1255 | 0 | -2366.5933 | -2409.1371 | -594.8391 | 0 | 0 | 0 | 0 | 0 | 0 | 0 | 0 | 0 | 0 | 0 | -0.11418 | 0 | -6504.8091 |  | 0 | 0 | 0 | 0 | 0 | 0 | 0 | 0 | 0 | 0 | 0 | 0 | 0 | 0 | 0 | 0 | 0 | 0 | 0 | 0 |  | 0 | 0 | 0 |  | -9.0949e-13 |  |  | 1070.4278 | 0 | 0 | 0 | 0 | 0 | 0 | 0 | 0 | 0 | 0 | 0 | 0 | 0 | 0 | 0 | 0 | 0 | 0 | 0 | 0 | 0 | 0 | 0 | 0 | 0 | 0 | 0 | 0 | 0 | 0 | 0 | 0 | 0 | 0 | 0 | 0 | 0 | 0 | 0 | 0 | 0 | 0 | 0 | 1070.4278
[60 empty] | 0 |  | 0
| Supply | [58 empty] | 0 |  | 0
| v.a | Biomass Based Electricity& Biogas |  | 0 | 0 | 0 | 0 | 0 | 0 | 0 | 0 | 0 | 0 | 0 | 0 |  | 0 | 11.1191 | -44.4766 | 0 | 11.346 | 0 | 0 | 0 | 0 | 0 | 0 | 0 | 0 | 0 | -11.346 | 0 | 0 | 0 | -33.3574 |  | 0 | 0 | 0 | 0 | 0 | 0 | 0 | 0 | 0 | 0 | 0 | 0 | 0 | 0 | 0 | 0 | 0 | 0 | 0 | 0 |  | 33.3574 | 0 | 33.3574 |  | 0 |  |  | 15.4377 | 0 | 0 | 0 | 0 | 0 | 0 | 0 | 0 | 0 | 0 | 0 | 0 | 0 | 0 | 0 | 0 | 0 | 0 | 0 | 0 | 0 | 0 | 0 | 0 | 0 | 0 | 0 | 0 | 0 | 0 | 0 | 0 | 0 | 0 | 0 | -2.2573 | 0 | 0 | 0 | 0 | 0 | 0 | 0 | 13.1804
| V.b | First & Second Generation Bio Fuels |  | 0 | 0 | 0 | 0 | 0 | 0 | 0 | 0 | 0 | 0 | 0 | 0 |  | 0 | 0 | 0 | 3.0141 | 0 | 0 | 0 | 0 | 0 | 0 | 0 | 0 | -0.21232 | -2.8018 | 0 | 0 | 0 | 0 | 0 |  | 0 | 0 | 0 | 0 | 0 | 0 | 0 | 0 | 0 | 0 | 0 | 0 | 0 | 0 | 0 | 0 | 0 | 0 | 0 | 0 |  | 0 | 0 | 0 |  | 0 |  |  | 0 | 0 | 0 | 0 | 0 | 0 | 0 | 0 | 0 | 0 | 0 | 0 | 0 | 0 | 0 | 0 | 0 | 0 | 0 | 0 | 0 | 0 | 0 | 0 | 0 | 0 | 0 | 0 | 0 | 0 | 0 | 0 | 0 | 0 | 0 | 0 | -0.80393 | 0 | 0 | 0 | 0 | 0 | 0 | 0 | -0.80393
| V.c | Advanced Bio Fuels |  | 0 | 0 | 0 | 0 | 0 | 0 | 0 | 0 | 0 | 0 | 0 | 0 |  | 0 | 0 | 0 | 0 | 0 | 0 | 0 | 0 | 0 | 0 | 0 | 0 | 0 | 0 | 0 | 0 | 0 | 0 | 0 |  | 0 | 0 | 0 | 0 | 0 | 0 | 0 | 0 | 0 | 0 | 0 | 0 | 0 | 0 | 0 | 0 | 0 | 0 | 0 | 0 |  | 0 | 0 | 0 |  | 0 |  |  | 0 | 0 | 0 | 0 | 0 | 0 | 0 | 0 | 0 | 0 | 0 | 0 | 0 | 0 | 0 | 0 | 0 | 0 | 0 | 0 | 0 | 0 | 0 | 0 | 0 | 0 | 0 | 0 | 0 | 0 | 0 | 0 | 0 | 0 | 0 | 0 | 0 | 0 | 0 | 0 | 0 | 0 | 0 | 0 | 0
| V.d | Bio-feedstock prodctn & bio-conversion |  | 0 | 0 | 0 | 0 | 0 | 0 | 0 | 0 | 0 | 0 | 0 | 0 |  | 0 | 0 | 0 | 0 | 0 | 0 | 0 | 0 | 0 | 0 | 0 | 0 | 0.21232 | 950.3067 | 11.346 | 0 | 0 | 0 | 961.865 |  | 0 | 0 | 0 | 0 | 0 | 0 | 0 | 0 | 0 | 0 | 0 | 0 | 0 | 0 | 0 | 0 | 0 | -0.21232 | -961.6527 | -961.865 |  | 0 | 0 | 0 |  | 0 |  |  | 0 | 0 | 0 | 0 | 0 | 0 | 0 | 0 | 0 | 0 | 0 | 0 | 0 | 0 | 0 | 0 | 0 | 0 | 0 | 0 | 0 | 0 | 0 | 0 | 0 | 0 | 0 | 0 | 0 | 0 | 0 | 0 | 0 | 0 | 0 | 0 | -15.4377 | 0 | 0 | 0 | 0 | 0 | 0 | 0 | -15.4377
| V.e | Fuel For Cooking |  | 0 | 0 | 0 | 0 | 0 | 0 | 0 | 0 | 0 | 0 | 0 | 0 |  | 0 | 0 | 947.5049 | 0 | 0 | 0 | 0 | 0 | 0 | 0 | 0 | 0 | 0 | -947.5049 | 0 | 0 | 0 | 0 | 0 |  | 0 | 0 | 0 | 0 | 0 | 0 | 0 | 0 | 0 | 0 | 0 | 0 | 0 | 0 | 0 | 0 | 0 | 0 | 0 | 0 |  | 0 | 0 | 0 |  | 0 |  |  | 0 | 0 | 0 | 0 | 0 | 0 | 0 | 0 | 0 | 0 | 0 | 0 | 0 | 0 | 0 | 0 | 0 | 0 | 0 | 0 | 0 | 0 | 0 | 0 | 0 | 0 | 0 | 0 | 0 | 0 | 0 | 0 | 0 | 0 | 0 | 0 | -313.4382 | 0 | 0 | 0 | 0 | 0 | 0 | 0 | -313.4382
| V | Bioenergy |  | 0 | 0 | 0 | 0 | 0 | 0 | 0 | 0 | 0 | 0 | 0 | 0 |  | 0 | 11.1191 | 903.0283 | 3.0141 | 11.346 | 0 | 0 | 0 | 0 | 0 | 0 | 0 | 0 | 0 | 0 | 0 | 0 | 0 | 928.5076 |  | 0 | 0 | 0 | 0 | 0 | 0 | 0 | 0 | 0 | 0 | 0 | 0 | 0 | 0 | 0 | 0 | 0 | -0.21232 | -961.6527 | -961.865 |  | 33.3574 | 0 | 33.3574 |  | 0 |  |  | 15.4377 | 0 | 0 | 0 | 0 | 0 | 0 | 0 | 0 | 0 | 0 | 0 | 0 | 0 | 0 | 0 | 0 | 0 | 0 | 0 | 0 | 0 | 0 | 0 | 0 | 0 | 0 | 0 | 0 | 0 | 0 | 0 | 0 | 0 | 0 | 0 | -331.9371 | 0 | 0 | 0 | 0 | 0 | 0 | 0 | -316.4994
| VI.a | Waste to Electricity |  | 0 | 0 | 0 | 0 | 0 | 0 | 0 | 0 | 0 | 0 | 0 | 0 |  | 0 | 0 | 0 | 0 | 0 | 0 | 0 | 0 | 0 | 0 | 0 | 0 | 0 | 0 | 0 | 0 | 0 | 0 | 0 |  | 0 | 0 | 0 | 0 | 0 | 0 | 0 | 0 | 0 | 0 | 0 | 0 | 0 | 0 | 0 | 0 | 0 | 0 | 0 | 0 |  | 0 | 0 | 0 |  | 0 |  |  | 0 | 0 | 0 | 0 | 0 | 0 | 0 | 0 | 0 | 0 | 0 | 0 | 0 | 0 | 0 | 0 | 0 | 0 | 0 | 0 | 0 | 0 | 0 | 0 | 0 | 0 | 0 | 0 | 0 | 0 | 0 | 0 | 0 | 0 | 0 | 0 | 0 | 0 | 0 | 0 | 0 | 0 | 0 | 0 | 0
| VI | Waste |  | 0 | 0 | 0 | 0 | 0 | 0 | 0 | 0 | 0 | 0 | 0 | 0 |  | 0 | 0 | 0 | 0 | 0 | 0 | 0 | 0 | 0 | 0 | 0 | 0 | 0 | 0 | 0 | 0 | 0 | 0 | 0 |  | 0 | 0 | 0 | 0 | 0 | 0 | 0 | 0 | 0 | 0 | 0 | 0 | 0 | 0 | 0 | 0 | 0 | 0 | 0 | 0 |  | 0 | 0 | 0 |  | 0 |  |  | 0 | 0 | 0 | 0 | 0 | 0 | 0 | 0 | 0 | 0 | 0 | 0 | 0 | 0 | 0 | 0 | 0 | 0 | 0 | 0 | 0 | 0 | 0 | 0 | 0 | 0 | 0 | 0 | 0 | 0 | 0 | 0 | 0 | 0 | 0 | 0 | 0 | 0 | 0 | 0 | 0 | 0 | 0 | 0 | 0
| XV.a | Domestic Gas Production |  | 0 | 0 | 0 | 0 | 0 | 0 | 0 | 0 | 0 | 0 | 0 | 0 |  | 0 | 0 | 0 | 0 | 0 | 0 | 0 | 507.0926 | 0 | 0 | 0 | 0 | 0 | 0 | 0 | 0 | 0 | 0 | 507.0926 |  | 0 | 0 | -507.0926 | 0 | 0 | 0 | 0 | 0 | 0 | 0 | 0 | 0 | 0 | 0 | 0 | 0 | 0 | 0 | 0 | -507.0926 |  | 0 | 0 | 0 |  | 0 |  |  | 0 | 0 | 0 | 0 | 0 | 0 | 0 | 0 | 0 | 0 | 0 | 0 | 0 | 0 | 0 | 0 | 0 | 0 | 0 | 0 | 0 | 0 | 0 | 0 | 0 | 0 | 0 | 0 | 0 | 0 | 0 | 0 | 0 | 0 | 0 | 0 | 0 | 0 | 0 | 0 | 0 | 0 | 0 | 0 | 0
| XV.b | Domestic Coal Production |  | 0 | 0 | 0 | 0 | 0 | 0 | 0 | 0 | 0 | 0 | 0 | 0 |  | 0 | 0 | 0 | 0 | 0 | 3143.1914 | 0 | 0 | 0 | 0 | 0 | 0 | 0 | 0 | 0 | 0 | 0 | 0 | 3143.1914 |  | -3143.1914 | 0 | 0 | 0 | 0 | 0 | 0 | 0 | 0 | 0 | 0 | 0 | 0 | 0 | 0 | 0 | 0 | 0 | 0 | -3143.1914 |  | 0 | 0 | 0 |  | 0 |  |  | 0 | 0 | 0 | 0 | 0 | 0 | 0 | 0 | 0 | 0 | 0 | 0 | 0 | 0 | 0 | 0 | 0 | 0 | 0 | 0 | 0 | 0 | 0 | 0 | 0 | 0 | 0 | 0 | 0 | 0 | 0 | 0 | 0 | 0 | 0 | 0 | 0 | 0 | 0 | 0 | 0 | 0 | 0 | 0 | 0
| xv.c | Domestic Oil Production |  | 0 | 0 | 0 | 0 | 0 | 0 | 0 | 0 | 0 | 0 | 0 | 0 |  | 0 | 0 | 0 | 0 | 0 | 0 | 480.4208 | 0 | 0 | 0 | 0 | 0 | 0 | 0 | 0 | 0 | 0 | 0 | 480.4208 |  | 0 | -480.4208 | 0 | 0 | 0 | 0 | 0 | 0 | 0 | 0 | 0 | 0 | 0 | 0 | 0 | 0 | 0 | 0 | 0 | -480.4208 |  | 0 | 0 | 0 |  | 0 |  |  | 0 | 0 | 0 | 0 | 0 | 0 | 0 | 0 | 0 | 0 | 0 | 0 | 0 | 0 | 0 | 0 | 0 | 0 | 0 | 0 | 0 | 0 | 0 | 0 | 0 | 0 | 0 | 0 | 0 | 0 | 0 | 0 | 0 | 0 | 0 | 0 | 0 | 0 | 0 | 0 | 0 | 0 | 0 | 0 | 0
| XV | Fossil fuel production |  | 0 | 0 | 0 | 0 | 0 | 0 | 0 | 0 | 0 | 0 | 0 | 0 |  | 0 | 0 | 0 | 0 | 0 | 3143.1914 | 480.4208 | 507.0926 | 0 | 0 | 0 | 0 | 0 | 0 | 0 | 0 | 0 | 0 | 4130.7048 |  | -3143.1914 | -480.4208 | -507.0926 | 0 | 0 | 0 | 0 | 0 | 0 | 0 | 0 | 0 | 0 | 0 | 0 | 0 | 0 | 0 | 0 | -4130.7048 |  | 0 | 0 | 0 |  | 0 |  |  | 0 | 0 | 0 | 0 | 0 | 0 | 0 | 0 | 0 | 0 | 0 | 0 | 0 | 0 | 0 | 0 | 0 | 0 | 0 | 0 | 0 | 0 | 0 | 0 | 0 | 0 | 0 | 0 | 0 | 0 | 0 | 0 | 0 | 0 | 0 | 0 | 0 | 0 | 0 | 0 | 0 | 0 | 0 | 0 | 0
| III | Hydro Electric Power Generation |  | 0 | 0 | 0 | 0 | 0 | 0 | 0 | 0 | 0 | 0 | 0 | 0 |  | 0 | 171.8136 | 0 | 0 | 0 | 0 | 0 | 0 | 0 | 0 | 0 | 0 | 0 | 0 | 0 | 0 | 0 | 0 | 171.8136 |  | 0 | 0 | 0 | 0 | 0 | 0 | 0 | 0 | 0 | 0 | 0 | 0 | 0 | 0 | 0 | -171.8136 | 0 | 0 | 0 | -171.8136 |  | 0 | 0 | 0 |  | 0 | 0 | 0 | 0 | 0 | 0 | 0 | 0 | 0 | 0 | 0 | 0 | 0 | 0 | 0 | 0 | 0 | 0 | 0 | 0 | 0 | 0 | 0 | 0 | 0 | 0 | 0 | 0 | 0 | 0 | 0 | 0 | 0 | 0 | 0 | 0 | 0 | 0 | 0 | 0 | 0 | 0 | 0 | 0 | 0 | 0 | 0 | 0
| IV.a | Solar PV |  | 0 | 0 | 0 | 0 | 0 | 0 | 0 | 0 | 0 | 0 | 0 | 0 |  | 0 | 8.2727 | 0 | 0 | 0 | 0 | 0 | 0 | 0 | 0 | 0 | 0 | 0 | 0 | 0 | 0 | 0.11418 | 0 | 8.3869 |  | 0 | 0 | 0 | 0 | 0 | 0 | 0 | 0 | 0 | 0 | -8.3869 | 0 | 0 | 0 | 0 | 0 | 0 | 0 | 0 | -8.3869 |  | 0 | 0 | 0 |  | 0 | 0 | 0 | 0 | 0 | 0 | 0 | 0 | 0 | 0 | 0 | 0 | 0 | 0 | 0 | 0 | 0 | 0 | 0 | 0 | 0 | 0 | 0 | 0 | 0 | 0 | 0 | 0 | 0 | 0 | 0 | 0 | 0 | 0 | 0 | 0 | 0 | 0 | 0 | 0 | 0 | 0 | 0 | 0 | 0 | 0 | 0 | 0
| IV.b | Solar CSP |  | 0 | 0 | 0 | 0 | 0 | 0 | 0 | 0 | 0 | 0 | 0 | 0 |  | 0 | 2.5246 | 0 | 0 | 0 | 0 | 0 | 0 | 0 | 0 | 0 | 0 | 0 | 0 | 0 | 0 | 0 | 0 | 2.5246 |  | 0 | 0 | 0 | 0 | 0 | 0 | 0 | 0 | 0 | 0 | -2.5246 | 0 | 0 | 0 | 0 | 0 | 0 | 0 | 0 | -2.5246 |  | 0 | 0 | 0 |  | 0 | 0 | 0 | 0 | 0 | 0 | 0 | 0 | 0 | 0 | 0 | 0 | 0 | 0 | 0 | 0 | 0 | 0 | 0 | 0 | 0 | 0 | 0 | 0 | 0 | 0 | 0 | 0 | 0 | 0 | 0 | 0 | 0 | 0 | 0 | 0 | 0 | 0 | 0 | 0 | 0 | 0 | 0 | 0 | 0 | 0 | 0 | 0
| IV.c.1 | Onshore Wind |  | 0 | 0 | 0 | 0 | 0 | 0 | 0 | 0 | 0 | 0 | 0 | 0 | 0 | 0 | 36.6049 | 0 | 0 | 0 | 0 | 0 | 0 | 0 | 0 | 0 | 0 | 0 | 0 | 0 | 0 | 0 | 0 | 36.6049 | 0 | 0 | 0 | 0 | 0 | 0 | 0 | 0 | 0 | 0 | 0 | 0 | -36.6049 | 0 | 0 | 0 | 0 | 0 | 0 | 0 | -36.6049 | 0 | 0 | 0 | 0 | 0 | 0 | 0 | 0 | 0 | 0 | 0 | 0 | 0 | 0 | 0 | 0 | 0 | 0 | 0 | 0 | 0 | 0 | 0 | 0 | 0 | 0 | 0 | 0 | 0 | 0 | 0 | 0 | 0 | 0 | 0 | 0 | 0 | 0 | 0 | 0 | 0 | 0 | 0 | 0 | 0 | 0 | 0 | 0 | 0 | 0 | 0 | 0 | 0
| IV.c.2 | Offshore Wind |  | 0 | 0 | 0 | 0 | 0 | 0 | 0 | 0 | 0 | 0 | 0 | 0 | 0 | 0 | 0 | 0 | 0 | 0 | 0 | 0 | 0 | 0 | 0 | 0 | 0 | 0 | 0 | 0 | 0 | 0 | 0 | 0 | 0 | 0 | 0 | 0 | 0 | 0 | 0 | 0 | 0 | 0 | 0 | 0 | 0 | 0 | 0 | 0 | 0 | 0 | 0 | 0 | 0 | 0 | 0 | 0 | 0 | 0 | 0 | 0 | 0 | 0 | 0 | 0 | 0 | 0 | 0 | 0 | 0 | 0 | 0 | 0 | 0 | 0 | 0 | 0 | 0 | 0 | 0 | 0 | 0 | 0 | 0 | 0 | 0 | 0 | 0 | 0 | 0 | 0 | 0 | 0 | 0 | 0 | 0 | 0 | 0 | 0 | 0 | 0 | 0 | 0 | 0 | 0 | 0 | 0
| IV.d | Small Hydro |  | 0 | 0 | 0 | 0 | 0 | 0 | 0 | 0 | 0 | 0 | 0 | 0 |  | 0 | 17.604 | 0 | 0 | 0 | 0 | 0 | 0 | 0 | 0 | 0 | 0 | 0 | 0 | 0 | 0 | 0 | 0 | 17.604 |  | 0 | 0 | 0 | 0 | 0 | 0 | 0 | 0 | 0 | 0 | 0 | 0 | 0 | 0 | 0 | -17.604 | 0 | 0 | 0 | -17.604 |  | 0 | 0 | 0 |  | 0 | 0 | 0 | 0 | 0 | 0 | 0 | 0 | 0 | 0 | 0 | 0 | 0 | 0 | 0 | 0 | 0 | 0 | 0 | 0 | 0 | 0 | 0 | 0 | 0 | 0 | 0 | 0 | 0 | 0 | 0 | 0 | 0 | 0 | 0 | 0 | 0 | 0 | 0 | 0 | 0 | 0 | 0 | 0 | 0 | 0 | 0 | 0
| IV | National renewable power generation |  | 0 | 0 | 0 | 0 | 0 | 0 | 0 | 0 | 0 | 0 | 0 | 0 |  | 0 | 65.0063 | 0 | 0 | 0 | 0 | 0 | 0 | 0 | 0 | 0 | 0 | 0 | 0 | 0 | 0 | 0.11418 | 0 | 65.1205 |  | 0 | 0 | 0 | 0 | 0 | 0 | 0 | 0 | 0 | 0 | -10.9115 | -36.6049 | 0 | 0 | 0 | -17.604 | 0 | 0 | 0 | -65.1205 |  | 0 | 0 | 0 |  | 0 |  |  | 0 | 0 | 0 | 0 | 0 | 0 | 0 | 0 | 0 | 0 | 0 | 0 | 0 | 0 | 0 | 0 | 0 | 0 | 0 | 0 | 0 | 0 | 0 | 0 | 0 | 0 | 0 | 0 | 0 | 0 | 0 | 0 | 0 | 0 | 0 | 0 | 0 | 0 | 0 | 0 | 0 | 0 | 0 | 0 | 0
| II | Nuclear power generation |  | 0 | 0 | 0 | 0 | 0 | 0 | 0 | 0 | 0 | 0 | 0 | 0 |  | 0 | 69.9877 | 0 | 0 | 0 | 0 | 0 | 0 | 0 | 0 | 0 | 0 | 0 | 0 | 0 | 0 | 0 | 0 | 69.9877 |  | 0 | 0 | 0 | 0 | 0 | 0 | 0 | 0 | 0 | -199.965 | 0 | 0 | 0 | 0 | 0 | 0 | 0 | 0 | 0 | -199.965 |  | 129.9772 | 0 | 129.9772 |  | 0 |  |  | 0 | 0 | 0 | 0 | 0 | 0 | 0 | 0 | 0 | 0 | 0 | 0 | 0 | 0 | 0 | 0 | 0 | 0 | 0 | 0 | 0 | 0 | 0 | 0 | 0 | 0 | 0 | 0 | 0 | 0 | 0 | 0 | 0 | 0 | 0 | 0 | 0 | 0 | 0 | 0 | 0 | 0 | 0 | 0 | 0
| I.b | Coal power stations |  | 0 | 0 | 0 | 0 | 0 | 0 |  | 0 | 0 | 0 | 0 | 0 |  | 0 | 987.4332 | -2956.6068 | 0 | 0 | 0 | 0 | 0 | 0 | 0 | 0 | 0 | 0 | 0 | 0 | 0 | 0 | 0 | -1969.1736 |  | 0 | 0 | 0 | 0 | 0 | 0 | 0 | 0 | 0 | 0 | 0 | 0 | 0 | 0 | 0 | 0 | 0 | 0 | 0 | 0 |  | 1883.3098 | 85.8638 | 1969.1736 |  | 0 |  |  | 1026.2287 | 0 | 0 | 0 | 0 | 0 | 0 | 0 | 0 | 0 | 0 | 0 | 0 | 0 | 0 | 0 | 0 | 0 | 0 | 0 | 0 | 0 | 0 | 0 | 0 | 0 | 0 | 0 | 0 | 0 | 0 | 0 | 0 | 0 | 0 | 0 | 0 | 0 | 0 | 0 | 0 | 0 | 0 | 0 | 1026.2287
| I.a | Gas Power Stations |  | 0 | 0 | 0 | 0 | 0 | 0 |  | 0 | 0 | 0 | 0 | 0 |  | 0 | 109.8605 | 0 | 0 | -217.6579 | 0 | 0 | 0 | 0 | 0 | 0 | 0 | 0 | 0 | 0 | 0 | 0 | 0 | -107.7974 |  | 0 | 0 | 0 | 0 | 0 | 0 | 0 | 0 | 0 | 0 | 0 | 0 | 0 | 0 | 0 | 0 | 0 | 0 | 0 | 0 |  | 107.7974 | 0 | 107.7974 |  | 0 |  |  | 36.4274 | 0 | 0 | 0 | 0 | 0 | 0 | 0 | 0 | 0 | 0 | 0 | 0 | 0 | 0 | 0 | 0 | 0 | 0 | 0 | 0 | 0 | 0 | 0 | 0 | 0 | 0 | 0 | 0 | 0 | 0 | 0 | 0 | 0 | 0 | 0 | 0 | 0 | 0 | 0 | 0 | 0 | 0 | 0 | 36.4274
| I.c | Carbon Capture Storage (CCS) |  | 0 | 0 | 0 | 0 | 0 | 0 |  | 0 | 0 | 0 | 0 | 0 |  | 0 | 0 | 0 | 0 | 0 | 0 | 0 | 0 | 0 | 0 | 0 | 0 | 0 | 0 | 0 | 0 | 0 | 0 | 0 |  | 0 | 0 | 0 | 0 | 0 | 0 | 0 | 0 | 0 | 0 | 0 | 0 | 0 | 0 | 0 | 0 | 0 | 0 | 0 | 0 |  | 0 | 0 | 0 |  | 0 |  |  | 0 | 0 | 0 | 0 | 0 | 0 | 0 | 0 | 0 | 0 | 0 | 0 | 0 | 0 | 0 | 0 | 0 | 0 | 0 | 0 | 0 | 0 | 0 | 0 | 0 | 0 | 0 | 0 | 0 | 0 | 0 | 0 | 0 | 0 | 0 | 0 | 0 | 0 | 0 | 0 | 0 | 0 | 0 | 0 | 0
| Subtotal.I.d | Total electricity supply (demand) to this point | [14 empty] | -1134.1255 | 1118.5634
| I.d | Electricity Balancing Requirement |  | 0 | 0 | 0 | 0 | 0 | 0 | 0 | 0 | 0 | 0 | 0 | 0 |  | 0 | 15.5621 | -42.3321 | 0 | 0 | 0 | 0 | 0 | 0 | 0 | 0 | 0 | 0 | 0 | 0 | 0 | 0 | 0 | -26.77 |  | 0 | 0 | 0 | 0 | 0 | 0 | 0 | 0 | 0 | 0 | 0 | 0 | 0 | 0 | 0 | 0 | 0 | 0 | 0 | 0 |  | 25.9919 | 0.77811 | 26.77 |  | 0 |  |  | 14.6933 | 0 | 0 | 0 | 0 | 0 | 0 | 0 | 0 | 0 | 0 | 0 | 0 | 0 | 0 | 0 | 0 | 0 | 0 | 0 | 0 | 0 | 0 | 0 | 0 | 0 | 0 | 0 | 0 | 0 | 0 | 0 | 0 | 0 | 0 | 0 | 0 | 0 | 0 | 0 | 0 | 0 | 0 | 0 | 14.6933
| I | Hydrocarbon fuel power generation |  | 0 | 0 | 0 | 0 | 0 | 0 | 0 | 0 | 0 | 0 | 0 | 0 |  | 0 | 1112.8559 | -2998.9389 | 0 | -217.6579 | 0 | 0 | 0 | 0 | 0 | 0 | 0 | 0 | 0 | 0 | 0 | 0 | 0 | -2103.741 |  | 0 | 0 | 0 | 0 | 0 | 0 | 0 | 0 | 0 | 0 | 0 | 0 | 0 | 0 | 0 | 0 | 0 | 0 | 0 | 0 |  | 2017.0991 | 86.6419 | 2103.741 |  | 0 |  |  | 1077.3495 | 0 | 0 | 0 | 0 | 0 | 0 | 0 | 0 | 0 | 0 | 0 | 0 | 0 | 0 | 0 | 0 | 0 | 0 | 0 | 0 | 0 | 0 | 0 | 0 | 0 | 0 | 0 | 0 | 0 | 0 | 0 | 0 | 0 | 0 | 0 | 0 | 0 | 0 | 0 | 0 | 0 | 0 | 0 | 1077.3495
| Subtotal.Supply | Total supply |  | 0 | 0 | 0 | 0 | 0 | 0 | 0 | 0 | 0 | 0 | 0 | 0 |  | 0 | 1430.7826 | -2095.9106 | 3.0141 | -206.3119 | 3143.1914 | 480.4208 | 507.0926 | 0 | 0 | 0 | 0 | 0 | 0 | 0 | 0 | 0.11418 | 0 | 3262.3932 |  | -3143.1914 | -480.4208 | -507.0926 | 0 | 0 | 0 | 0 | 0 | 0 | -199.965 | -10.9115 | -36.6049 | 0 | 0 | 0 | -189.4176 | 0 | -0.21232 | -961.6527 | -5529.4689 |  | 2180.4338 | 86.6419 | 2267.0757 |  | 0 |  |  | 1077.3495 | 0 | 0 | 0 | 0 | 0 | 0 | 0 | 0 | 0 | 0 | 0 | 0 | 0 | 0 | 0 | 0 | 0 | 0 | 0 | 0 | 0 | 0 | 0 | 0 | 0 | 0 | 0 | 0 | 0 | 0 | 0 | 0 | 0 | 0 | 0 | 0 | 0 | 0 | 0 | 0 | 0 | 0 | 0 | 1077.3495
0
| Distribution, storage, and balancing | [60 empty] | 0
0
| VII.a | Electricity imports |  | 0 | 0 | 0 | 0 | 0 | 0 |  | 0 | 0 | 0 | 0 | 0 |  | 0 | 14 | 0 | 0 | 0 | 0 | 0 | 0 | 0 | 0 | 0 | 0 | 0 | 0 | 0 | 0 | 0 | 0 | 14 |  | 0 | 0 | 0 | 0 | -14 | 0 | 0 | 0 | 0 | 0 | 0 | 0 | 0 | 0 | 0 | 0 | 0 | 0 | 0 | -14 |  | 0 | 0 | 0 |  | 0 |  |  | 0 | 0 | 0 | 0 | 0 | 0 | 0 | 0 | 0 | 0 | 0 | 0 | 0 | 0 | 0 | 0 | 0 | 0 | 0 | 0 | 0 | 0 | 0 | 0 | 0 | 0 | 0 | 0 | 0 | 0 | 0 | 0 | 0 | 0 | 0 | 0 | 0 | 0 | 0 | 0 | 0 | 0 | 0 | 0
| Subtotal.VII.b | Total electricity supply (demand) prior to generation | [14 empty] | -1134.1255 | 331.9268 | [43 empty] | 0
| VII.b | T&D Losses |  | 0 | 0 | 0 | 0 | 0 | 0 |  | 0 | 0 | 0 | 0 | 0 |  | 0 | -310.6572 | 0 | 0 | 0 | 0 | 0 | 0 | 0 | 0 | 0 | 0 | 0 | 0 | 0 | 0 | 0 | 0 | -310.6572 |  | 0 | 0 | 0 | 0 | 0 | 0 | 0 | 0 | 0 | 0 | 0 | 0 | 0 | 0 | 0 | 0 | 0 | 0 | 0 | 0 |  | 0 | 310.6572 | 310.6572 |  | 0 |  |  | 0 | 0 | 0 | 0 | 0 | 0 | 0 | 0 | 0 | 0 | 0 | 0 | 0 | 0 | 0 | 0 | 0 | 0 | 0 | 0 | 0 | 0 | 0 | 0 | 0 | 0 | 0 | 0 | 0 | 0 | 0 | 0 | 0 | 0 | 0 | 0 | 0 | 0 | 0 | 0 | 0 | 0 | 0 | 0
| VII.c | Storage, demand shifting |  | 0 | 0 | 0 | 0 | 0 | 0 |  | 0 | 0 | 0 | 0 | 0 |  | 0 | 0 | 0 | 0 | 0 | 0 | 0 | 0 | 0 | 0 | 0 | 0 | 0 | 0 | 0 | 0 | 0 | 0 | 0 |  | 0 | 0 | 0 | 0 | 0 | 0 | 0 | 0 | 0 | 0 | 0 | 0 | 0 | 0 | 0 | 0 | 0 | 0 | 0 | 0 |  | 0 | 0 | 0 |  | 0 |  |  | 0 | 0 | 0 | 0 | 0 | 0 | 0 | 0 | 0 | 0 | 0 | 0 | 0 | 0 | 0 | 0 | 0 | 0 | 0 | 0 | 0 | 0 | 0 | 0 | 0 | 0 | 0 | 0 | 0 | 0 | 0 | 0 | 0 | 0 | 0 | 0 | 0 | 0 | 0 | 0 | 0 | 0 | 0 | 0
| VII | Electricity distribution, storage, and balancing |  | 0 | 0 | 0 | 0 | 0 | 0 |  | 0 | 0 | 0 | 0 | 0 |  | 0 | -296.6572 | 0 | 0 | 0 | 0 | 0 | 0 | 0 | 0 | 0 | 0 | 0 | 0 | 0 | 0 | 0 | 0 | -296.6572 |  | 0 | 0 | 0 | 0 | -14 | 0 | 0 | 0 | 0 | 0 | 0 | 0 | 0 | 0 | 0 | 0 | 0 | 0 | 0 | -14 |  | 0 | 310.6572 | 310.6572 |  | 0 |  |  | 0 | 0 | 0 | 0 | 0 | 0 | 0 | 0 | 0 | 0 | 0 | 0 | 0 | 0 | 0 | 0 | 0 | 0 | 0 | 0 | 0 | 0 | 0 | 0 | 0 | 0 | 0 | 0 | 0 | 0 | 0 | 0 | 0 | 0 | 0 | 0 | 0 | 0 | 0 | 0 | 0 | 0 | 0 | 0 | 0
[62 empty] | 0 | [46 empty] | 0
| Subtotal.V.a | Total supply / (demand) to this point | [16 empty] | -4462.5039 | -2406.123 | -801.151 | [5 empty] | 0 | 0 | 0 | 0 | 0 | 0 | [76 empty] | 0
| Subtotal.XVII.a | Requested hydrocarbons | [14 empty] | -1134.1255 | 1134.1255 | -4462.5039 | -2406.123 | -801.151 | [87 empty] | 0
| XVII.a | Fossil Fuel Transfer |  | 0 | 0 | 0 | 0 | 0 | 0 |  | 0 | 0 | 0 | 0 | 0 |  | 0 | 0 | 4462.5039 | 2406.123 | 801.151 | -4462.5039 | -2574.5516 | -921.3236 | 0 | 0 | 0 | 0 | 0 | 0 | 0 | 0 | 0 | 0 | -288.6013 |  | 0 | 0 | 0 | 0 | 0 | 0 | 0 | 0 | 0 | 0 | 0 | 0 | 0 | 0 | 0 | 0 | 0 | 0 | 0 | 0 |  | 0 | 288.6013 | 288.6013 |  | 0 |  |  | 0 | 0 | 0 | 0 | 0 | 0 | 0 | 0 | 0 | 0 | 0 | 0 | 0 | 0 | 0 | 0 | 0 | 0 | 0 | 0 | 0 | 0 | 0 | 0 | 0 | 0 | 0 | 0 | 0 | 0 | 0 | 0 | 0 | 0 | 0 | 0 | 0 | 0 | 0 | 0 | 0 | 0 | 0 | 0 | 0
* | XVII.b | Fossil fuel Imports | [12 empty] | 0 |  |  | 4.5475e-13 |  |  |  | 1319.3125 | 2094.1308 | 414.231 | [10 empty] | 3827.6743 | [5 empty] | -4.5475e-13 | 0 | -1319.3125 | -2094.1308 | -414.231 | [10 empty] | -3827.6743 |  |  |  | 0 |  | 0 |  |  | 0 | 0 | 0 | 0 | 0 | 0 | 0 | 0 | 0 | 0 | 0 | 0 | 0 | 0 | 0 | 0 | 0 | 0 | 0 | 0 | 0 | 0 | 0 | 0 | 0 | 0 | 0 | 0 | 0 | 0 | 0 | 0 | 0 | 0 | 0 | 0 | 0 | 0 | 0 | 0 | 0 | 0 | 0 | 0 | 0
* | XVII | Transfer |  | 0 | 0 | 0 | 0 | 0 | 0 |  | 0 | 0 | 0 | 0 | 0 |  | 0 | 4.5475e-13 | 4462.5039 | 2406.123 | 801.151 | -3143.1914 | -480.4208 | -507.0926 | 0 | 0 | 0 | 0 | 0 | 0 | 0 | 0 | 0 | 0 | 3539.0731 |  | 0 | 0 | 0 | 0 | -4.5475e-13 | 0 | -1319.3125 | -2094.1308 | -414.231 | 0 | 0 | 0 | 0 | 0 | 0 | 0 | 0 | 0 | 0 | -3827.6743 |  | 0 | 288.6013 | 288.6013 |  | -1.4779e-12 |  |  | 0 | 0 | 0 | 0 | 0 | 0 | 0 | 0 | 0 | 0 | 0 | 0 | 0 | 0 | 0 | 0 | 0 | 0 | 0 | 0 | 0 | 0 | 0 | 0 | 0 | 0 | 0 | 0 | 0 | 0 | 0 | 0 | 0 | 0 | 0 | 0 | 0 | 0 | 0 | 0 | 0 | 0 | 0 | 0 | 0
| Subtotal.Balancing | Total Dist'n, storage, and balancing |  | 0 | 0 | 0 | 0 | 0 | 0 | 0 | 0 | 0 | 0 | 0 | 0 |  | 0 | -296.6572 | 4462.5039 | 2406.123 | 801.151 | -3143.1914 | -480.4208 | -507.0926 | 0 | 0 | 0 | 0 | 0 | 0 | 0 | 0 | 0 | 0 | 3242.4159 |  | 0 | 0 | 0 | 0 | -14 | 0 | -1319.3125 | -2094.1308 | -414.231 | 0 | 0 | 0 | 0 | 0 | 0 | 0 | 0 | 0 | 0 | -3841.6743 |  | 0 | 599.2584 | 599.2584 |  | 0 |  |  | 0 | 0 | 0 | 0 | 0 | 0 | 0 | 0 | 0 | 0 | 0 | 0 | 0 | 0 | 0 | 0 | 0 | 0 | 0 | 0 | 0 | 0 | 0 | 0 | 0 | 0 | 0 | 0 | 0 | 0 | 0 | 0 | 0 | 0 | 0 | 0 | 0 | 0 | 0 | 0 | 0 | 0 | 0 | 0 | 0
0
0
| Net balance |  |  | 300.0443 | 115.4286 | 3188.099 | 1183.5004 | 51.8896 | 36.1244 | -0.033535 | 328.2852 | 56.3283 | 1148.4989 | 96.6439 | 6504.8091 |  | -1134.1255 | 1134.1255 | 0 | 0 | 0 | 0 | 0 | 0 | 0 | 0 | 0 | 0 | 0 | 0 | 0 | 0 | 0 | 0 | 0 |  | -3143.1914 | -480.4208 | -507.0926 | 0 | -14 | 0 | -1319.3125 | -2094.1308 | -414.231 | -199.965 | -10.9115 | -36.6049 | 0 | 0 | 0 | -189.4176 | 0 | -0.21232 | -961.6527 | -9371.1432 |  | 2180.4338 | 685.9003 | 2866.3341 |  | 0 |  |  | 2147.7772 | 0 | 0 | 0 | 0 | 0 | 0 | 0 | 0 | 0 | 0 | 0 | 0 | 0 | 0 | 0 | 0 | 0 | 0 | 0 | 0 | 0 | 0 | 0 | 0 | 0 | 0 | 0 | 0 | 0 | 0 | 0 | 0 | 0 | 0 | 0 | 0 | 0 | 0 | 0 | 0 | 0 | 0 | 0 | 2147.7772
[108 empty] | Used in electricity | 1077.3495
* | Computed within this worksheet | [106 empty] | Matching electricity | 1134.1255
[108 empty] | emissions factor | 0.94994

## 2022
2022
|  |  | TWh | Uses | [12 empty] | Secondary sources | [19 empty] | Primary Sources | [20 empty] | Adjustments | [6 empty] | Emissions (Mt CO2e)
|  |  |  | Domestic Lighting & appliances | Commercial Lighting & Appliances | Industry | Road transport | Rail transport | Domestic aviation | Green Building Design & Envelope Savings | Pumps& Tractors | Telecom Sector Energy Demand | Domestic Cooking Energy Demand | Commercial Cooking Energy Demand | Total uses |  | Electricity (delivered to end user) | Electricity (supplied to grid) | Solid hydrocarbons | Liquid hydrocarbons | Gaseous hydrocarbons | Coal indigenous production | Oil and petroleum products | Natural gas | Solid Biomass Hydrocarbons | Gaseous Biomass Hydrocarbons | Edible biomass | Energy crops (second generation) | Energy crops (first generation) | Dry biomass and waste | Wet biomass and waste | Gaseous waste | Off Grid Renewables | H2 | Total secondary sources |  | Coal reserves | Oil reserves | Gas reserves | Biomass oversupply (imports) | Electricity oversupply (imports) | Petroleum products oversupply | Coal oversupply (imports) | Oil and petroleum products oversupply (imports) | Gas oversupply (imports) | Nuclear fission | Solar | Wind | Tidal | Wave | Geothermal | Hydro | Environmental heat | Agriculture | Waste | Total primary sources |  | Conversion losses | Distribution losses and own use | Total adjust. |  | Unallocated |  |  | Fuel Combustion |  |  |  | Fugitive Emissions from Fuels |  |  |  | Industrial Processes |  |  |  | Solvent and Other Product Use |  |  |  | Agriculture |  |  |  | Land Use, Land-Use Change and Forestry |  |  |  | Waste |  |  |  | Other |  |  |  | International Aviation and Shipping |  |  |  | Bioenergy credit |  |  |  | Carbon capture |  |  |  | Total
|  | Sector |  | L.01 | L.02 | I.01 | T.01 | T.02 | T.03 | S.01 | D.01 | G.01 | M.01 | M.02 |  |  | V.01 | V.02 | V.03 | V.04 | V.05 | C.01 | C.02 | C.03 | V.06 | V.07 | V.08 | V.13 | V.14 | V.09 | V.10 | V.15 | V.11 | V.12 |  |  | Q.01 | Q.02 | Q.03 | Y.01 | Y.02 | Y.03 | Y.04 | Y.05 | Y.06 | N.01 | R.01 | R.02 | R.03 | R.04 | R.05 | R.06 | R.07 | A.01 | W.01 |  |  | X.01 | X.02 |  |  | Z.01 |  |  | 1A | 1A | 1A | 1A | 1B | 1B | 1B | 1B | 2 | 2 | 2 | 2 | 3 | 3 | 3 | 3 | 4 | 4 | 4 | 4 | 5 | 5 | 5 | 5 | 6 | 6 | 6 | 6 | 7 | 7 | 7 | 7 | X1 | X1 | X1 | X1 | X2 | X2 | X2 | X2 | X3 | X3 | X3 | X3
[65 empty] | CO2 | CH4 | N2O | F | CO2 | CH4 | N2O | F | CO2 | CH4 | N2O | F | CO2 | CH4 | N2O | F | CO2 | CH4 | N2O | F | CO2 | CH4 | N2O | F | CO2 | CH4 | N2O | F | CO2 | CH4 | N2O | F | CO2 | CH4 | N2O | F | CO2 | CH4 | N2O | F | CO2 | CH4 | N2O | F
Consumption
| IX | Buildings
| X.a | Domestic Lighting & Appliances |  | 492.8144 | 0 | 0 | 0 | 0 | 0 | 0 | 0 | 0 | 0 | 0 | 492.8144 |  | -488.1202 | 0 | 0 | -4.6943 | 0 | 0 | 0 | 0 | 0 | 0 | 0 | 0 | 0 | 0 | 0 | 0 | 0 | 0 | -492.8144 |  | 0 | 0 | 0 | 0 | 0 | 0 | 0 | 0 | 0 | 0 | 0 | 0 | 0 | 0 | 0 | 0 | 0 | 0 | 0 | 0 |  | 0 | 0 | 0 |  | 0 |  |  | 1.2521 | 0 | 0 | 0 | 0 | 0 | 0 | 0 | 0 | 0 | 0 | 0 | 0 | 0 | 0 | 0 | 0 | 0 | 0 | 0 | 0 | 0 | 0 | 0 | 0 | 0 | 0 | 0 | 0 | 0 | 0 | 0 | 0 | 0 | 0 | 0 | 0 | 0 | 0 | 0 | 0 | 0 | 0 | 0 | 1.2521
| X.b | Commercial Lighting & Appliances |  | 0 | 190.8011 | 0 | 0 | 0 | 0 | -0.060795 | 0 | 0 | 0 | 0 | 190.7404 |  | -190.7404 | 0 | 0 | 0 | 0 | 0 | 0 | 0 | 0 | 0 | 0 | 0 | 0 | 0 | 0 | 0 | 0 | 0 | -190.7404 |  | 0 | 0 | 0 | 0 | 0 | 0 | 0 | 0 | 0 | 0 | 0 | 0 | 0 | 0 | 0 | 0 | 0 | 0 | 0 | 0 |  | 0 | 0 | 0 |  | 0 |  |  | 0 | 0 | 0 | 0 | 0 | 0 | 0 | 0 | 0 | 0 | 0 | 0 | 0 | 0 | 0 | 0 | 0 | 0 | 0 | 0 | 0 | 0 | 0 | 0 | 0 | 0 | 0 | 0 | 0 | 0 | 0 | 0 | 0 | 0 | 0 | 0 | 0 | 0 | 0 | 0 | 0 | 0 | 0 | 0 | 0
| X | Lighting and appliances |  | 492.8144 | 190.8011 | 0 | 0 | 0 | 0 | -0.060795 | 0 | 0 | 0 | 0 | 683.5548 |  | -678.8605 | 0 | 0 | -4.6943 | 0 | 0 | 0 | 0 | 0 | 0 | 0 | 0 | 0 | 0 | 0 | 0 | 0 | 0 | -683.5548 |  | 0 | 0 | 0 | 0 | 0 | 0 | 0 | 0 | 0 | 0 | 0 | 0 | 0 | 0 | 0 | 0 | 0 | 0 | 0 | 0 |  | 0 | 0 | 0 |  | 1.1369e-13 |  |  | 1.2521 | 0 | 0 | 0 | 0 | 0 | 0 | 0 | 0 | 0 | 0 | 0 | 0 | 0 | 0 | 0 | 0 | 0 | 0 | 0 | 0 | 0 | 0 | 0 | 0 | 0 | 0 | 0 | 0 | 0 | 0 | 0 | 0 | 0 | 0 | 0 | 0 | 0 | 0 | 0 | 0 | 0 | 0 | 0 | 1.2521
| XI | Industry |  | 0 | 0 | 4295.4614 | 0 | 0 | 0 | 0 | 0 | 0 | 0 | 0 | 4295.4614 |  | -638.2062 | 0 | -2040.8847 | -976.3434 | -640.0271 | 0 | 0 | 0 | 0 | 0 | 0 | 0 | 0 | 0 | 0 | 0 | 0 | 0 | -4295.4614 |  | 0 | 0 | 0 | 0 | 0 | 0 | 0 | 0 | 0 | 0 | 0 | 0 | 0 | 0 | 0 | 0 | 0 | 0 | 0 | 0 |  | 0 | 0 | 0 |  | 9.0949e-13 |  |  | 964.5094 | 0 | 0 | 0 | 0 | 0 | 0 | 0 | 0 | 0 | 0 | 0 | 0 | 0 | 0 | 0 | 0 | 0 | 0 | 0 | 0 | 0 | 0 | 0 | 0 | 0 | 0 | 0 | 0 | 0 | 0 | 0 | 0 | 0 | 0 | 0 | 0 | 0 | 0 | 0 | 0 | 0 | 0 | 0 | 964.5094
| XI | Industry |  | 0 | 0 | 4295.4614 | 0 | 0 | 0 | 0 | 0 | 0 | 0 | 0 | 4295.4614 |  | -638.2062 | 0 | -2040.8847 | -976.3434 | -640.0271 | 0 | 0 | 0 | 0 | 0 | 0 | 0 | 0 | 0 | 0 | 0 | 0 | 0 | -4295.4614 |  | 0 | 0 | 0 | 0 | 0 | 0 | 0 | 0 | 0 | 0 | 0 | 0 | 0 | 0 | 0 | 0 | 0 | 0 | 0 | 0 |  | 0 | 0 | 0 |  | 9.0949e-13 |  |  | 964.5094 | 0 | 0 | 0 | 0 | 0 | 0 | 0 | 0 | 0 | 0 | 0 | 0 | 0 | 0 | 0 | 0 | 0 | 0 | 0 | 0 | 0 | 0 | 0 | 0 | 0 | 0 | 0 | 0 | 0 | 0 | 0 | 0 | 0 | 0 | 0 | 0 | 0 | 0 | 0 | 0 | 0 | 0 | 0 | 964.5094
| XII.a | Domestic passenger transport |  | 0 | 0 | 0 | 1011.7361 | 28.0965 | 56.6482 | 0 | 0 | 0 | 0 | 0 | 1096.4808 |  | -12.6777 | 0 | 0 | -1051.2159 | -32.5872 | 0 | 0 | 0 | 0 | 0 | 0 | 0 | 0 | 0 | 0 | 0 | 0 | 0 | -1096.4808 |  | 0 | 0 | 0 | 0 | 0 | 0 | 0 | 0 | 0 | 0 | 0 | 0 | 0 | 0 | 0 | 0 | 0 | 0 | 0 | 0 |  | 0 | 0 | 0 |  | 0 |  |  | 286.8676 | 0 | 0 | 0 | 0 | 0 | 0 | 0 | 0 | 0 | 0 | 0 | 0 | 0 | 0 | 0 | 0 | 0 | 0 | 0 | 0 | 0 | 0 | 0 | 0 | 0 | 0 | 0 | 0 | 0 | 0 | 0 | 0 | 0 | 0 | 0 | 0 | 0 | 0 | 0 | 0 | 0 | 0 | 0 | 286.8676
| XII.b | Domestic freight |  | 0 | 0 | 0 | 706.0577 | 36.5496 | 2.489 | 0 | 0 | 0 | 0 | 0 | 745.0963 |  | -13.1408 | 0 | 0 | -731.9555 | 0 | 0 | 0 | 0 | 0 | 0 | 0 | 0 | 0 | 0 | 0 | 0 | 0 | 0 | -745.0963 |  | 0 | 0 | 0 | 0 | 0 | 0 | 0 | 0 | 0 | 0 | 0 | 0 | 0 | 0 | 0 | 0 | 0 | 0 | 0 | 0 |  | 0 | 0 | 0 |  | 0 |  |  | 195.2301 | 0 | 0 | 0 | 0 | 0 | 0 | 0 | 0 | 0 | 0 | 0 | 0 | 0 | 0 | 0 | 0 | 0 | 0 | 0 | 0 | 0 | 0 | 0 | 0 | 0 | 0 | 0 | 0 | 0 | 0 | 0 | 0 | 0 | 0 | 0 | 0 | 0 | 0 | 0 | 0 | 0 | 0 | 0 | 195.2301
| XII | Transport |  | 0 | 0 | 0 | 1717.7938 | 64.6461 | 59.1372 | 0 | 0 | 0 | 0 | 0 | 1841.5771 |  | -25.8185 | 0 | 0 | -1783.1714 | -32.5872 | 0 | 0 | 0 | 0 | 0 | 0 | 0 | 0 | 0 | 0 | 0 | 0 | 0 | -1841.5771 |  | 0 | 0 | 0 | 0 | 0 | 0 | 0 | 0 | 0 | 0 | 0 | 0 | 0 | 0 | 0 | 0 | 0 | 0 | 0 | 0 |  | 0 | 0 | 0 |  | 0 |  |  | 482.0977 | 0 | 0 | 0 | 0 | 0 | 0 | 0 | 0 | 0 | 0 | 0 | 0 | 0 | 0 | 0 | 0 | 0 | 0 | 0 | 0 | 0 | 0 | 0 | 0 | 0 | 0 | 0 | 0 | 0 | 0 | 0 | 0 | 0 | 0 | 0 | 0 | 0 | 0 | 0 | 0 | 0 | 0 | 0 | 482.0977
| XIII.a | Domestic Cooking |  | 0 | 0 | 0 | 0 | 0 | 0 | 0 | 0 | 0 | 1155.9568 | 0 | 1155.9568 |  | -3.0737 | 0 | -983.7427 | -133.9907 | -35.1497 | 0 | 0 | 0 | 0 | 0 | 0 | 0 | 0 | 0 | 0 | 0 | 0 | 0 | -1155.9568 |  | 0 | 0 | 0 | 0 | 0 | 0 | 0 | 0 | 0 | 0 | 0 | 0 | 0 | 0 | 0 | 0 | 0 | 0 | 0 | 0 |  | 0 | 0 | 0 |  | 2.2737e-13 | [46 empty] | 0
| XIII.b | Commercial Cooking |  | 0 | 0 | 0 | 0 | 0 | 0 | 0 | 0 | 0 | 0 | 143.4128 | 143.4128 |  | 0 | 0 | 0 | -109.2097 | -34.2031 | 0 | 0 | 0 | 0 | 0 | 0 | 0 | 0 | 0 | 0 | 0 | 0 | 0 | -143.4128 |  | 0 | 0 | 0 | 0 | 0 | 0 | 0 | 0 | 0 | 0 | 0 | 0 | 0 | 0 | 0 | 0 | 0 | 0 | 0 | 0 |  | 0 | 0 | 0 |  | 0 |  |  | 35.9335 | 0 | 0 | 0 | 0 | 0 | 0 | 0 | 0 | 0 | 0 | 0 | 0 | 0 | 0 | 0 | 0 | 0 | 0 | 0 | 0 | 0 | 0 | 0 | 0 | 0 | 0 | 0 | 0 | 0 | 0 | 0 | 0 | 0 | 0 | 0 | 0 | 0 | 0 | 0 | 0 | 0 | 0 | 0 | 35.9335
| XIII | Cooking |  | 0 | 0 | 0 | 0 | 0 | 0 | 0 | 0 | 0 | 1155.9568 | 143.4128 | 1299.3696 |  | -3.0737 | 0 | -983.7427 | -243.2004 | -69.3528 | 0 | 0 | 0 | 0 | 0 | 0 | 0 | 0 | 0 | 0 | 0 | 0 | 0 | -1299.3696 |  | 0 | 0 | 0 | 0 | 0 | 0 | 0 | 0 | 0 | 0 | 0 | 0 | 0 | 0 | 0 | 0 | 0 | 0 | 0 | 0 |  | 0 | 0 | 0 |  | 2.2737e-13 |  |  | 35.9335 | 0 | 0 | 0 | 0 | 0 | 0 | 0 | 0 | 0 | 0 | 0 | 0 | 0 | 0 | 0 | 0 | 0 | 0 | 0 | 0 | 0 | 0 | 0 | 0 | 0 | 0 | 0 | 0 | 0 | 0 | 0 | 0 | 0 | 0 | 0 | 0 | 0 | 0 | 0 | 0 | 0 | 0 | 0 | 35.9335
| XIV | Agriculture |  | 0 | 0 | 0 | 0 | 0 | 0 | 0 | 453.5177 | 0 | 0 | 0 | 453.5177 |  | -262.3257 | 0 | 0 | -191.192 | 0 | 0 | 0 | 0 | 0 | 0 | 0 | 0 | 0 | 0 | 0 | 0 | 0 | 0 | -453.5177 |  | 0 | 0 | 0 | 0 | 0 | 0 | 0 | 0 | 0 | 0 | 0 | 0 | 0 | 0 | 0 | 0 | 0 | 0 | 0 | 0 |  | 0 | 0 | 0 |  | 0 |  |  | 50.9955 | 0 | 0 | 0 | 0 | 0 | 0 | 0 | 0 | 0 | 0 | 0 | 0 | 0 | 0 | 0 | 0 | 0 | 0 | 0 | 0 | 0 | 0 | 0 | 0 | 0 | 0 | 0 | 0 | 0 | 0 | 0 | 0 | 0 | 0 | 0 | 0 | 0 | 0 | 0 | 0 | 0 | 0 | 0 | 50.9955
| XVI | Telecom |  | 0 | 0 | 0 | 0 | 0 | 0 | 0 | 0 | 69.8874 | 0 | 0 | 69.8874 |  | -16.1172 | 0 | 0 | -53.6363 | 0 | 0 | 0 | 0 | 0 | 0 | 0 | 0 | 0 | 0 | 0 | 0 | -0.13396 | 0 | -69.8874 |  | 0 | 0 | 0 | 0 | 0 | 0 | 0 | 0 | 0 | 0 | 0 | 0 | 0 | 0 | 0 | 0 | 0 | 0 | 0 | 0 |  | 0 | 0 | 0 |  | 0 |  |  | 14.3061 | 0 | 0 | 0 | 0 | 0 | 0 | 0 | 0 | 0 | 0 | 0 | 0 | 0 | 0 | 0 | 0 | 0 | 0 | 0 | 0 | 0 | 0 | 0 | 0 | 0 | 0 | 0 | 0 | 0 | 0 | 0 | 0 | 0 | 0 | 0 | 0 | 0 | 0 | 0 | 0 | 0 | 0 | 0 | 14.3061
| Subtotal.Consumption | Total consumption |  | 492.8144 | 190.8011 | 4295.4614 | 1717.7938 | 64.6461 | 59.1372 | -0.060795 | 453.5177 | 69.8874 | 1155.9568 | 143.4128 | 8643.3681 |  | -1624.4019 | 0 | -3024.6273 | -3252.2378 | -741.9671 | 0 | 0 | 0 | 0 | 0 | 0 | 0 | 0 | 0 | 0 | 0 | -0.13396 | 0 | -8643.3681 |  | 0 | 0 | 0 | 0 | 0 | 0 | 0 | 0 | 0 | 0 | 0 | 0 | 0 | 0 | 0 | 0 | 0 | 0 | 0 | 0 |  | 0 | 0 | 0 |  | 3.638e-12 |  |  | 1534.7882 | 0 | 0 | 0 | 0 | 0 | 0 | 0 | 0 | 0 | 0 | 0 | 0 | 0 | 0 | 0 | 0 | 0 | 0 | 0 | 0 | 0 | 0 | 0 | 0 | 0 | 0 | 0 | 0 | 0 | 0 | 0 | 0 | 0 | 0 | 0 | 0 | 0 | 0 | 0 | 0 | 0 | 0 | 0 | 1534.7882
[60 empty] | 0 |  | 0
| Supply | [58 empty] | 0 |  | 0
| v.a | Biomass Based Electricity& Biogas |  | 0 | 0 | 0 | 0 | 0 | 0 | 0 | 0 | 0 | 0 | 0 | 0 |  | 0 | 12.4928 | -49.9714 | 0 | 12.3863 | 0 | 0 | 0 | 0 | 0 | 0 | 0 | 0 | 0 | -12.3863 | 0 | 0 | 0 | -37.4785 |  | 0 | 0 | 0 | 0 | 0 | 0 | 0 | 0 | 0 | 0 | 0 | 0 | 0 | 0 | 0 | 0 | 0 | 0 | 0 | 0 |  | 37.4785 | 0 | 37.4785 |  | 0 |  |  | 17.3449 | 0 | 0 | 0 | 0 | 0 | 0 | 0 | 0 | 0 | 0 | 0 | 0 | 0 | 0 | 0 | 0 | 0 | 0 | 0 | 0 | 0 | 0 | 0 | 0 | 0 | 0 | 0 | 0 | 0 | 0 | 0 | 0 | 0 | 0 | 0 | -2.4642 | 0 | 0 | 0 | 0 | 0 | 0 | 0 | 14.8807
| V.b | First & Second Generation Bio Fuels |  | 0 | 0 | 0 | 0 | 0 | 0 | 0 | 0 | 0 | 0 | 0 | 0 |  | 0 | 0 | 0 | 6.6403 | 0 | 0 | 0 | 0 | 0 | 0 | 0 | 0 | -0.30592 | -6.3344 | 0 | 0 | 0 | 0 | -8.8818e-16 |  | 0 | 0 | 0 | 0 | 0 | 0 | 0 | 0 | 0 | 0 | 0 | 0 | 0 | 0 | 0 | 0 | 0 | 0 | 0 | 0 |  | 0 | 0 | 0 |  | -8.8818e-16 |  |  | 0 | 0 | 0 | 0 | 0 | 0 | 0 | 0 | 0 | 0 | 0 | 0 | 0 | 0 | 0 | 0 | 0 | 0 | 0 | 0 | 0 | 0 | 0 | 0 | 0 | 0 | 0 | 0 | 0 | 0 | 0 | 0 | 0 | 0 | 0 | 0 | -1.7711 | 0 | 0 | 0 | 0 | 0 | 0 | 0 | -1.7711
| V.c | Advanced Bio Fuels |  | 0 | 0 | 0 | 0 | 0 | 0 | 0 | 0 | 0 | 0 | 0 | 0 |  | 0 | 0 | 0 | 0 | 0 | 0 | 0 | 0 | 0 | 0 | 0 | 0 | 0 | 0 | 0 | 0 | 0 | 0 | 0 |  | 0 | 0 | 0 | 0 | 0 | 0 | 0 | 0 | 0 | 0 | 0 | 0 | 0 | 0 | 0 | 0 | 0 | 0 | 0 | 0 |  | 0 | 0 | 0 |  | 0 |  |  | 0 | 0 | 0 | 0 | 0 | 0 | 0 | 0 | 0 | 0 | 0 | 0 | 0 | 0 | 0 | 0 | 0 | 0 | 0 | 0 | 0 | 0 | 0 | 0 | 0 | 0 | 0 | 0 | 0 | 0 | 0 | 0 | 0 | 0 | 0 | 0 | 0 | 0 | 0 | 0 | 0 | 0 | 0 | 0 | 0
| V.d | Bio-feedstock prodctn & bio-conversion |  | 0 | 0 | 0 | 0 | 0 | 0 | 0 | 0 | 0 | 0 | 0 | 0 |  | 0 | 0 | 0 | 0 | 0 | 0 | 0 | 0 | 0 | 0 | 0 | 0 | 0.30592 | 952.9743 | 12.3863 | 0 | 0 | 0 | 965.6665 |  | 0 | 0 | 0 | 0 | 0 | 0 | 0 | 0 | 0 | 0 | 0 | 0 | 0 | 0 | 0 | 0 | 0 | -0.30592 | -965.3606 | -965.6665 |  | 0 | 0 | 0 |  | 0 |  |  | 0 | 0 | 0 | 0 | 0 | 0 | 0 | 0 | 0 | 0 | 0 | 0 | 0 | 0 | 0 | 0 | 0 | 0 | 0 | 0 | 0 | 0 | 0 | 0 | 0 | 0 | 0 | 0 | 0 | 0 | 0 | 0 | 0 | 0 | 0 | 0 | -17.3449 | 0 | 0 | 0 | 0 | 0 | 0 | 0 | -17.3449
| V.e | Fuel For Cooking |  | 0 | 0 | 0 | 0 | 0 | 0 | 0 | 0 | 0 | 0 | 0 | 0 |  | 0 | 0 | 946.6399 | 0 | 0 | 0 | 0 | 0 | 0 | 0 | 0 | 0 | 0 | -946.6399 | 0 | 0 | 0 | 0 | 0 |  | 0 | 0 | 0 | 0 | 0 | 0 | 0 | 0 | 0 | 0 | 0 | 0 | 0 | 0 | 0 | 0 | 0 | 0 | 0 | 0 |  | 0 | 0 | 0 |  | 0 |  |  | 0 | 0 | 0 | 0 | 0 | 0 | 0 | 0 | 0 | 0 | 0 | 0 | 0 | 0 | 0 | 0 | 0 | 0 | 0 | 0 | 0 | 0 | 0 | 0 | 0 | 0 | 0 | 0 | 0 | 0 | 0 | 0 | 0 | 0 | 0 | 0 | -311.2307 | 0 | 0 | 0 | 0 | 0 | 0 | 0 | -311.2307
| V | Bioenergy |  | 0 | 0 | 0 | 0 | 0 | 0 | 0 | 0 | 0 | 0 | 0 | 0 |  | 0 | 12.4928 | 896.6685 | 6.6403 | 12.3863 | 0 | 0 | 0 | 0 | 0 | 0 | 0 | 0 | 0 | 0 | 0 | 0 | 0 | 928.188 |  | 0 | 0 | 0 | 0 | 0 | 0 | 0 | 0 | 0 | 0 | 0 | 0 | 0 | 0 | 0 | 0 | 0 | -0.30592 | -965.3606 | -965.6665 |  | 37.4785 | 0 | 37.4785 |  | -7.816e-14 |  |  | 17.3449 | 0 | 0 | 0 | 0 | 0 | 0 | 0 | 0 | 0 | 0 | 0 | 0 | 0 | 0 | 0 | 0 | 0 | 0 | 0 | 0 | 0 | 0 | 0 | 0 | 0 | 0 | 0 | 0 | 0 | 0 | 0 | 0 | 0 | 0 | 0 | -332.811 | 0 | 0 | 0 | 0 | 0 | 0 | 0 | -315.4661
| VI.a | Waste to Electricity |  | 0 | 0 | 0 | 0 | 0 | 0 | 0 | 0 | 0 | 0 | 0 | 0 |  | 0 | 0 | 0 | 0 | 0 | 0 | 0 | 0 | 0 | 0 | 0 | 0 | 0 | 0 | 0 | 0 | 0 | 0 | 0 |  | 0 | 0 | 0 | 0 | 0 | 0 | 0 | 0 | 0 | 0 | 0 | 0 | 0 | 0 | 0 | 0 | 0 | 0 | 0 | 0 |  | 0 | 0 | 0 |  | 0 |  |  | 0 | 0 | 0 | 0 | 0 | 0 | 0 | 0 | 0 | 0 | 0 | 0 | 0 | 0 | 0 | 0 | 0 | 0 | 0 | 0 | 0 | 0 | 0 | 0 | 0 | 0 | 0 | 0 | 0 | 0 | 0 | 0 | 0 | 0 | 0 | 0 | 0 | 0 | 0 | 0 | 0 | 0 | 0 | 0 | 0
| VI | Waste |  | 0 | 0 | 0 | 0 | 0 | 0 | 0 | 0 | 0 | 0 | 0 | 0 |  | 0 | 0 | 0 | 0 | 0 | 0 | 0 | 0 | 0 | 0 | 0 | 0 | 0 | 0 | 0 | 0 | 0 | 0 | 0 |  | 0 | 0 | 0 | 0 | 0 | 0 | 0 | 0 | 0 | 0 | 0 | 0 | 0 | 0 | 0 | 0 | 0 | 0 | 0 | 0 |  | 0 | 0 | 0 |  | 0 |  |  | 0 | 0 | 0 | 0 | 0 | 0 | 0 | 0 | 0 | 0 | 0 | 0 | 0 | 0 | 0 | 0 | 0 | 0 | 0 | 0 | 0 | 0 | 0 | 0 | 0 | 0 | 0 | 0 | 0 | 0 | 0 | 0 | 0 | 0 | 0 | 0 | 0 | 0 | 0 | 0 | 0 | 0 | 0 | 0 | 0
| XV.a | Domestic Gas Production |  | 0 | 0 | 0 | 0 | 0 | 0 | 0 | 0 | 0 | 0 | 0 | 0 |  | 0 | 0 | 0 | 0 | 0 | 0 | 0 | 548.561 | 0 | 0 | 0 | 0 | 0 | 0 | 0 | 0 | 0 | 0 | 548.561 |  | 0 | 0 | -548.561 | 0 | 0 | 0 | 0 | 0 | 0 | 0 | 0 | 0 | 0 | 0 | 0 | 0 | 0 | 0 | 0 | -548.561 |  | 0 | 0 | 0 |  | 0 |  |  | 0 | 0 | 0 | 0 | 0 | 0 | 0 | 0 | 0 | 0 | 0 | 0 | 0 | 0 | 0 | 0 | 0 | 0 | 0 | 0 | 0 | 0 | 0 | 0 | 0 | 0 | 0 | 0 | 0 | 0 | 0 | 0 | 0 | 0 | 0 | 0 | 0 | 0 | 0 | 0 | 0 | 0 | 0 | 0 | 0
| XV.b | Domestic Coal Production |  | 0 | 0 | 0 | 0 | 0 | 0 | 0 | 0 | 0 | 0 | 0 | 0 |  | 0 | 0 | 0 | 0 | 0 | 3584.1508 | 0 | 0 | 0 | 0 | 0 | 0 | 0 | 0 | 0 | 0 | 0 | 0 | 3584.1508 |  | -3584.1508 | 0 | 0 | 0 | 0 | 0 | 0 | 0 | 0 | 0 | 0 | 0 | 0 | 0 | 0 | 0 | 0 | 0 | 0 | -3584.1508 |  | 0 | 0 | 0 |  | 0 |  |  | 0 | 0 | 0 | 0 | 0 | 0 | 0 | 0 | 0 | 0 | 0 | 0 | 0 | 0 | 0 | 0 | 0 | 0 | 0 | 0 | 0 | 0 | 0 | 0 | 0 | 0 | 0 | 0 | 0 | 0 | 0 | 0 | 0 | 0 | 0 | 0 | 0 | 0 | 0 | 0 | 0 | 0 | 0 | 0 | 0
| xv.c | Domestic Oil Production |  | 0 | 0 | 0 | 0 | 0 | 0 | 0 | 0 | 0 | 0 | 0 | 0 |  | 0 | 0 | 0 | 0 | 0 | 0 | 406.8219 | 0 | 0 | 0 | 0 | 0 | 0 | 0 | 0 | 0 | 0 | 0 | 406.8219 |  | 0 | -406.8219 | 0 | 0 | 0 | 0 | 0 | 0 | 0 | 0 | 0 | 0 | 0 | 0 | 0 | 0 | 0 | 0 | 0 | -406.8219 |  | 0 | 0 | 0 |  | 0 |  |  | 0 | 0 | 0 | 0 | 0 | 0 | 0 | 0 | 0 | 0 | 0 | 0 | 0 | 0 | 0 | 0 | 0 | 0 | 0 | 0 | 0 | 0 | 0 | 0 | 0 | 0 | 0 | 0 | 0 | 0 | 0 | 0 | 0 | 0 | 0 | 0 | 0 | 0 | 0 | 0 | 0 | 0 | 0 | 0 | 0
| XV | Fossil fuel production |  | 0 | 0 | 0 | 0 | 0 | 0 | 0 | 0 | 0 | 0 | 0 | 0 |  | 0 | 0 | 0 | 0 | 0 | 3584.1508 | 406.8219 | 548.561 | 0 | 0 | 0 | 0 | 0 | 0 | 0 | 0 | 0 | 0 | 4539.5336 |  | -3584.1508 | -406.8219 | -548.561 | 0 | 0 | 0 | 0 | 0 | 0 | 0 | 0 | 0 | 0 | 0 | 0 | 0 | 0 | 0 | 0 | -4539.5336 |  | 0 | 0 | 0 |  | 0 |  |  | 0 | 0 | 0 | 0 | 0 | 0 | 0 | 0 | 0 | 0 | 0 | 0 | 0 | 0 | 0 | 0 | 0 | 0 | 0 | 0 | 0 | 0 | 0 | 0 | 0 | 0 | 0 | 0 | 0 | 0 | 0 | 0 | 0 | 0 | 0 | 0 | 0 | 0 | 0 | 0 | 0 | 0 | 0 | 0 | 0
| III | Hydro Electric Power Generation |  | 0 | 0 | 0 | 0 | 0 | 0 | 0 | 0 | 0 | 0 | 0 | 0 |  | 0 | 171.8136 | 0 | 0 | 0 | 0 | 0 | 0 | 0 | 0 | 0 | 0 | 0 | 0 | 0 | 0 | 0 | 0 | 171.8136 |  | 0 | 0 | 0 | 0 | 0 | 0 | 0 | 0 | 0 | 0 | 0 | 0 | 0 | 0 | 0 | -171.8136 | 0 | 0 | 0 | -171.8136 |  | 0 | 0 | 0 |  | 0 | 0 | 0 | 0 | 0 | 0 | 0 | 0 | 0 | 0 | 0 | 0 | 0 | 0 | 0 | 0 | 0 | 0 | 0 | 0 | 0 | 0 | 0 | 0 | 0 | 0 | 0 | 0 | 0 | 0 | 0 | 0 | 0 | 0 | 0 | 0 | 0 | 0 | 0 | 0 | 0 | 0 | 0 | 0 | 0 | 0 | 0 | 0
| IV.a | Solar PV |  | 0 | 0 | 0 | 0 | 0 | 0 | 0 | 0 | 0 | 0 | 0 | 0 |  | 0 | 18.5584 | 0 | 0 | 0 | 0 | 0 | 0 | 0 | 0 | 0 | 0 | 0 | 0 | 0 | 0 | 0.13396 | 0 | 18.6923 |  | 0 | 0 | 0 | 0 | 0 | 0 | 0 | 0 | 0 | 0 | -18.6923 | 0 | 0 | 0 | 0 | 0 | 0 | 0 | 0 | -18.6923 |  | 0 | 0 | 0 |  | 0 | 0 | 0 | 0 | 0 | 0 | 0 | 0 | 0 | 0 | 0 | 0 | 0 | 0 | 0 | 0 | 0 | 0 | 0 | 0 | 0 | 0 | 0 | 0 | 0 | 0 | 0 | 0 | 0 | 0 | 0 | 0 | 0 | 0 | 0 | 0 | 0 | 0 | 0 | 0 | 0 | 0 | 0 | 0 | 0 | 0 | 0 | 0
| IV.b | Solar CSP |  | 0 | 0 | 0 | 0 | 0 | 0 | 0 | 0 | 0 | 0 | 0 | 0 |  | 0 | 8.5731 | 0 | 0 | 0 | 0 | 0 | 0 | 0 | 0 | 0 | 0 | 0 | 0 | 0 | 0 | 0 | 0 | 8.5731 |  | 0 | 0 | 0 | 0 | 0 | 0 | 0 | 0 | 0 | 0 | -8.5731 | 0 | 0 | 0 | 0 | 0 | 0 | 0 | 0 | -8.5731 |  | 0 | 0 | 0 |  | 0 | 0 | 0 | 0 | 0 | 0 | 0 | 0 | 0 | 0 | 0 | 0 | 0 | 0 | 0 | 0 | 0 | 0 | 0 | 0 | 0 | 0 | 0 | 0 | 0 | 0 | 0 | 0 | 0 | 0 | 0 | 0 | 0 | 0 | 0 | 0 | 0 | 0 | 0 | 0 | 0 | 0 | 0 | 0 | 0 | 0 | 0 | 0
| IV.c.1 | Onshore Wind |  | 0 | 0 | 0 | 0 | 0 | 0 | 0 | 0 | 0 | 0 | 0 | 0 | 0 | 0 | 58.5199 | 0 | 0 | 0 | 0 | 0 | 0 | 0 | 0 | 0 | 0 | 0 | 0 | 0 | 0 | 0 | 0 | 58.5199 | 0 | 0 | 0 | 0 | 0 | 0 | 0 | 0 | 0 | 0 | 0 | 0 | -58.5199 | 0 | 0 | 0 | 0 | 0 | 0 | 0 | -58.5199 | 0 | 0 | 0 | 0 | 0 | 0 | 0 | 0 | 0 | 0 | 0 | 0 | 0 | 0 | 0 | 0 | 0 | 0 | 0 | 0 | 0 | 0 | 0 | 0 | 0 | 0 | 0 | 0 | 0 | 0 | 0 | 0 | 0 | 0 | 0 | 0 | 0 | 0 | 0 | 0 | 0 | 0 | 0 | 0 | 0 | 0 | 0 | 0 | 0 | 0 | 0 | 0 | 0
| IV.c.2 | Offshore Wind |  | 0 | 0 | 0 | 0 | 0 | 0 | 0 | 0 | 0 | 0 | 0 | 0 | 0 | 0 | 1.4464 | 0 | 0 | 0 | 0 | 0 | 0 | 0 | 0 | 0 | 0 | 0 | 0 | 0 | 0 | 0 | 0 | 1.4464 | 0 | 0 | 0 | 0 | 0 | 0 | 0 | 0 | 0 | 0 | 0 | 0 | -1.4464 | 0 | 0 | 0 | 0 | 0 | 0 | 0 | -1.4464 | 0 | 0 | 0 | 0 | 0 | 0 | 0 | 0 | 0 | 0 | 0 | 0 | 0 | 0 | 0 | 0 | 0 | 0 | 0 | 0 | 0 | 0 | 0 | 0 | 0 | 0 | 0 | 0 | 0 | 0 | 0 | 0 | 0 | 0 | 0 | 0 | 0 | 0 | 0 | 0 | 0 | 0 | 0 | 0 | 0 | 0 | 0 | 0 | 0 | 0 | 0 | 0 | 0
| IV.d | Small Hydro |  | 0 | 0 | 0 | 0 | 0 | 0 | 0 | 0 | 0 | 0 | 0 | 0 |  | 0 | 23.9375 | 0 | 0 | 0 | 0 | 0 | 0 | 0 | 0 | 0 | 0 | 0 | 0 | 0 | 0 | 0 | 0 | 23.9375 |  | 0 | 0 | 0 | 0 | 0 | 0 | 0 | 0 | 0 | 0 | 0 | 0 | 0 | 0 | 0 | -23.9375 | 0 | 0 | 0 | -23.9375 |  | 0 | 0 | 0 |  | 0 | 0 | 0 | 0 | 0 | 0 | 0 | 0 | 0 | 0 | 0 | 0 | 0 | 0 | 0 | 0 | 0 | 0 | 0 | 0 | 0 | 0 | 0 | 0 | 0 | 0 | 0 | 0 | 0 | 0 | 0 | 0 | 0 | 0 | 0 | 0 | 0 | 0 | 0 | 0 | 0 | 0 | 0 | 0 | 0 | 0 | 0 | 0
| IV | National renewable power generation |  | 0 | 0 | 0 | 0 | 0 | 0 | 0 | 0 | 0 | 0 | 0 | 0 |  | 0 | 111.0353 | 0 | 0 | 0 | 0 | 0 | 0 | 0 | 0 | 0 | 0 | 0 | 0 | 0 | 0 | 0.13396 | 0 | 111.1692 |  | 0 | 0 | 0 | 0 | 0 | 0 | 0 | 0 | 0 | 0 | -27.2655 | -59.9663 | 0 | 0 | 0 | -23.9375 | 0 | 0 | 0 | -111.1692 |  | 0 | 0 | 0 |  | 0 |  |  | 0 | 0 | 0 | 0 | 0 | 0 | 0 | 0 | 0 | 0 | 0 | 0 | 0 | 0 | 0 | 0 | 0 | 0 | 0 | 0 | 0 | 0 | 0 | 0 | 0 | 0 | 0 | 0 | 0 | 0 | 0 | 0 | 0 | 0 | 0 | 0 | 0 | 0 | 0 | 0 | 0 | 0 | 0 | 0 | 0
| II | Nuclear power generation |  | 0 | 0 | 0 | 0 | 0 | 0 | 0 | 0 | 0 | 0 | 0 | 0 |  | 0 | 67.7436 | 0 | 0 | 0 | 0 | 0 | 0 | 0 | 0 | 0 | 0 | 0 | 0 | 0 | 0 | 0 | 0 | 67.7436 |  | 0 | 0 | 0 | 0 | 0 | 0 | 0 | 0 | 0 | -193.5533 | 0 | 0 | 0 | 0 | 0 | 0 | 0 | 0 | 0 | -193.5533 |  | 125.8096 | 0 | 125.8096 |  | 0 |  |  | 0 | 0 | 0 | 0 | 0 | 0 | 0 | 0 | 0 | 0 | 0 | 0 | 0 | 0 | 0 | 0 | 0 | 0 | 0 | 0 | 0 | 0 | 0 | 0 | 0 | 0 | 0 | 0 | 0 | 0 | 0 | 0 | 0 | 0 | 0 | 0 | 0 | 0 | 0 | 0 | 0 | 0 | 0 | 0 | 0
| I.b | Coal power stations |  | 0 | 0 | 0 | 0 | 0 | 0 |  | 0 | 0 | 0 | 0 | 0 |  | 0 | 936.057 | -2799.903 | 0 | 0 | 0 | 0 | 0 | 0 | 0 | 0 | 0 | 0 | 0 | 0 | 0 | 0 | 0 | -1863.846 |  | 0 | 0 | 0 | 0 | 0 | 0 | 0 | 0 | 0 | 0 | 0 | 0 | 0 | 0 | 0 | 0 | 0 | 0 | 0 | 0 |  | 1782.4497 | 81.3963 | 1863.846 |  | 0 |  |  | 971.8373 | 0 | 0 | 0 | 0 | 0 | 0 | 0 | 0 | 0 | 0 | 0 | 0 | 0 | 0 | 0 | 0 | 0 | 0 | 0 | 0 | 0 | 0 | 0 | 0 | 0 | 0 | 0 | 0 | 0 | 0 | 0 | 0 | 0 | 0 | 0 | 0 | 0 | 0 | 0 | 0 | 0 | 0 | 0 | 971.8373
| I.a | Gas Power Stations |  | 0 | 0 | 0 | 0 | 0 | 0 |  | 0 | 0 | 0 | 0 | 0 |  | 0 | 109.8605 | 0 | 0 | -217.6579 | 0 | 0 | 0 | 0 | 0 | 0 | 0 | 0 | 0 | 0 | 0 | 0 | 0 | -107.7974 |  | 0 | 0 | 0 | 0 | 0 | 0 | 0 | 0 | 0 | 0 | 0 | 0 | 0 | 0 | 0 | 0 | 0 | 0 | 0 | 0 |  | 107.7974 | 0 | 107.7974 |  | 0 |  |  | 36.4274 | 0 | 0 | 0 | 0 | 0 | 0 | 0 | 0 | 0 | 0 | 0 | 0 | 0 | 0 | 0 | 0 | 0 | 0 | 0 | 0 | 0 | 0 | 0 | 0 | 0 | 0 | 0 | 0 | 0 | 0 | 0 | 0 | 0 | 0 | 0 | 0 | 0 | 0 | 0 | 0 | 0 | 0 | 0 | 36.4274
| I.c | Carbon Capture Storage (CCS) |  | 0 | 0 | 0 | 0 | 0 | 0 |  | 0 | 0 | 0 | 0 | 0 |  | 0 | 0 | 0 | 0 | 0 | 0 | 0 | 0 | 0 | 0 | 0 | 0 | 0 | 0 | 0 | 0 | 0 | 0 | 0 |  | 0 | 0 | 0 | 0 | 0 | 0 | 0 | 0 | 0 | 0 | 0 | 0 | 0 | 0 | 0 | 0 | 0 | 0 | 0 | 0 |  | 0 | 0 | 0 |  | 0 |  |  | 0 | 0 | 0 | 0 | 0 | 0 | 0 | 0 | 0 | 0 | 0 | 0 | 0 | 0 | 0 | 0 | 0 | 0 | 0 | 0 | 0 | 0 | 0 | 0 | 0 | 0 | 0 | 0 | 0 | 0 | 0 | 0 | 0 | 0 | 0 | 0 | 0 | 0 | 0 | 0 | 0 | 0 | 0 | 0 | 0
| Subtotal.I.d | Total electricity supply (demand) to this point | [14 empty] | -1624.4019 | 1010.1033
| I.d | Electricity Balancing Requirement |  | 0 | 0 | 0 | 0 | 0 | 0 | 0 | 0 | 0 | 0 | 0 | 0 |  | 0 | 614.2986 | -1671.0195 | 0 | 0 | 0 | 0 | 0 | 0 | 0 | 0 | 0 | 0 | 0 | 0 | 0 | 0 | 0 | -1056.7209 |  | 0 | 0 | 0 | 0 | 0 | 0 | 0 | 0 | 0 | 0 | 0 | 0 | 0 | 0 | 0 | 0 | 0 | 0 | 0 | 0 |  | 1026.006 | 30.7149 | 1056.7209 |  | 0 |  |  | 580.0055 | 0 | 0 | 0 | 0 | 0 | 0 | 0 | 0 | 0 | 0 | 0 | 0 | 0 | 0 | 0 | 0 | 0 | 0 | 0 | 0 | 0 | 0 | 0 | 0 | 0 | 0 | 0 | 0 | 0 | 0 | 0 | 0 | 0 | 0 | 0 | 0 | 0 | 0 | 0 | 0 | 0 | 0 | 0 | 580.0055
| I | Hydrocarbon fuel power generation |  | 0 | 0 | 0 | 0 | 0 | 0 | 0 | 0 | 0 | 0 | 0 | 0 |  | 0 | 1660.2161 | -4470.9225 | 0 | -217.6579 | 0 | 0 | 0 | 0 | 0 | 0 | 0 | 0 | 0 | 0 | 0 | 0 | 0 | -3028.3643 |  | 0 | 0 | 0 | 0 | 0 | 0 | 0 | 0 | 0 | 0 | 0 | 0 | 0 | 0 | 0 | 0 | 0 | 0 | 0 | 0 |  | 2916.2531 | 112.1112 | 3028.3643 |  | 0 |  |  | 1588.2702 | 0 | 0 | 0 | 0 | 0 | 0 | 0 | 0 | 0 | 0 | 0 | 0 | 0 | 0 | 0 | 0 | 0 | 0 | 0 | 0 | 0 | 0 | 0 | 0 | 0 | 0 | 0 | 0 | 0 | 0 | 0 | 0 | 0 | 0 | 0 | 0 | 0 | 0 | 0 | 0 | 0 | 0 | 0 | 1588.2702
| Subtotal.Supply | Total supply |  | 0 | 0 | 0 | 0 | 0 | 0 | 0 | 0 | 0 | 0 | 0 | 0 |  | 0 | 2023.3014 | -3574.2539 | 6.6403 | -205.2717 | 3584.1508 | 406.8219 | 548.561 | 0 | 0 | 0 | 0 | 0 | 0 | 0 | 0 | 0.13396 | 0 | 2790.0838 |  | -3584.1508 | -406.8219 | -548.561 | 0 | 0 | 0 | 0 | 0 | 0 | -193.5533 | -27.2655 | -59.9663 | 0 | 0 | 0 | -195.7511 | 0 | -0.30592 | -965.3606 | -5981.7362 |  | 3079.5412 | 112.1112 | 3191.6524 |  | 0 |  |  | 1588.2702 | 0 | 0 | 0 | 0 | 0 | 0 | 0 | 0 | 0 | 0 | 0 | 0 | 0 | 0 | 0 | 0 | 0 | 0 | 0 | 0 | 0 | 0 | 0 | 0 | 0 | 0 | 0 | 0 | 0 | 0 | 0 | 0 | 0 | 0 | 0 | 0 | 0 | 0 | 0 | 0 | 0 | 0 | 0 | 1588.2702
0
| Distribution, storage, and balancing | [60 empty] | 0
0
| VII.a | Electricity imports |  | 0 | 0 | 0 | 0 | 0 | 0 |  | 0 | 0 | 0 | 0 | 0 |  | 0 | 21 | 0 | 0 | 0 | 0 | 0 | 0 | 0 | 0 | 0 | 0 | 0 | 0 | 0 | 0 | 0 | 0 | 21 |  | 0 | 0 | 0 | 0 | -21 | 0 | 0 | 0 | 0 | 0 | 0 | 0 | 0 | 0 | 0 | 0 | 0 | 0 | 0 | -21 |  | 0 | 0 | 0 |  | 0 |  |  | 0 | 0 | 0 | 0 | 0 | 0 | 0 | 0 | 0 | 0 | 0 | 0 | 0 | 0 | 0 | 0 | 0 | 0 | 0 | 0 | 0 | 0 | 0 | 0 | 0 | 0 | 0 | 0 | 0 | 0 | 0 | 0 | 0 | 0 | 0 | 0 | 0 | 0 | 0 | 0 | 0 | 0 | 0 | 0
| Subtotal.VII.b | Total electricity supply (demand) prior to generation | [14 empty] | -1624.4019 | 384.0853 | [43 empty] | 0
| VII.b | T&D Losses |  | 0 | 0 | 0 | 0 | 0 | 0 |  | 0 | 0 | 0 | 0 | 0 |  | 0 | -419.8995 | 0 | 0 | 0 | 0 | 0 | 0 | 0 | 0 | 0 | 0 | 0 | 0 | 0 | 0 | 0 | 0 | -419.8995 |  | 0 | 0 | 0 | 0 | 0 | 0 | 0 | 0 | 0 | 0 | 0 | 0 | 0 | 0 | 0 | 0 | 0 | 0 | 0 | 0 |  | 0 | 419.8995 | 419.8995 |  | 0 |  |  | 0 | 0 | 0 | 0 | 0 | 0 | 0 | 0 | 0 | 0 | 0 | 0 | 0 | 0 | 0 | 0 | 0 | 0 | 0 | 0 | 0 | 0 | 0 | 0 | 0 | 0 | 0 | 0 | 0 | 0 | 0 | 0 | 0 | 0 | 0 | 0 | 0 | 0 | 0 | 0 | 0 | 0 | 0 | 0
| VII.c | Storage, demand shifting |  | 0 | 0 | 0 | 0 | 0 | 0 |  | 0 | 0 | 0 | 0 | 0 |  | 0 | 0 | 0 | 0 | 0 | 0 | 0 | 0 | 0 | 0 | 0 | 0 | 0 | 0 | 0 | 0 | 0 | 0 | 0 |  | 0 | 0 | 0 | 0 | 0 | 0 | 0 | 0 | 0 | 0 | 0 | 0 | 0 | 0 | 0 | 0 | 0 | 0 | 0 | 0 |  | 0 | 0 | 0 |  | 0 |  |  | 0 | 0 | 0 | 0 | 0 | 0 | 0 | 0 | 0 | 0 | 0 | 0 | 0 | 0 | 0 | 0 | 0 | 0 | 0 | 0 | 0 | 0 | 0 | 0 | 0 | 0 | 0 | 0 | 0 | 0 | 0 | 0 | 0 | 0 | 0 | 0 | 0 | 0 | 0 | 0 | 0 | 0 | 0 | 0
| VII | Electricity distribution, storage, and balancing |  | 0 | 0 | 0 | 0 | 0 | 0 |  | 0 | 0 | 0 | 0 | 0 |  | 0 | -398.8995 | 0 | 0 | 0 | 0 | 0 | 0 | 0 | 0 | 0 | 0 | 0 | 0 | 0 | 0 | 0 | 0 | -398.8995 |  | 0 | 0 | 0 | 0 | -21 | 0 | 0 | 0 | 0 | 0 | 0 | 0 | 0 | 0 | 0 | 0 | 0 | 0 | 0 | -21 |  | 0 | 419.8995 | 419.8995 |  | 0 |  |  | 0 | 0 | 0 | 0 | 0 | 0 | 0 | 0 | 0 | 0 | 0 | 0 | 0 | 0 | 0 | 0 | 0 | 0 | 0 | 0 | 0 | 0 | 0 | 0 | 0 | 0 | 0 | 0 | 0 | 0 | 0 | 0 | 0 | 0 | 0 | 0 | 0 | 0 | 0 | 0 | 0 | 0 | 0 | 0 | 0
[62 empty] | 0 | [46 empty] | 0
| Subtotal.V.a | Total supply / (demand) to this point | [16 empty] | -6598.8813 | -3245.5974 | -947.2388 | [5 empty] | 0 | 0 | 0 | 0 | 0 | 0 | [76 empty] | 0
| Subtotal.XVII.a | Requested hydrocarbons | [14 empty] | -1624.4019 | 1624.4019 | -6598.8813 | -3245.5974 | -947.2388 | [87 empty] | 0
| XVII.a | Fossil Fuel Transfer |  | 0 | 0 | 0 | 0 | 0 | 0 |  | 0 | 0 | 0 | 0 | 0 |  | 0 | 0 | 6598.8813 | 3245.5974 | 947.2388 | -6598.8813 | -3472.7892 | -1089.3246 | 0 | 0 | 0 | 0 | 0 | 0 | 0 | 0 | 0 | 0 | -369.2776 |  | 0 | 0 | 0 | 0 | 0 | 0 | 0 | 0 | 0 | 0 | 0 | 0 | 0 | 0 | 0 | 0 | 0 | 0 | 0 | 0 |  | 0 | 369.2776 | 369.2776 |  | 0 |  |  | 0 | 0 | 0 | 0 | 0 | 0 | 0 | 0 | 0 | 0 | 0 | 0 | 0 | 0 | 0 | 0 | 0 | 0 | 0 | 0 | 0 | 0 | 0 | 0 | 0 | 0 | 0 | 0 | 0 | 0 | 0 | 0 | 0 | 0 | 0 | 0 | 0 | 0 | 0 | 0 | 0 | 0 | 0 | 0 | 0
* | XVII.b | Fossil fuel Imports | [12 empty] | 0 |  |  | 2.2737e-13 |  |  |  | 3014.7305 | 3065.9674 | 540.7636 | [10 empty] | 6621.4614 | [5 empty] | -2.2737e-13 | 0 | -3014.7305 | -3065.9674 | -540.7636 | [10 empty] | -6621.4614 |  |  |  | 0 |  | 0 |  |  | 0 | 0 | 0 | 0 | 0 | 0 | 0 | 0 | 0 | 0 | 0 | 0 | 0 | 0 | 0 | 0 | 0 | 0 | 0 | 0 | 0 | 0 | 0 | 0 | 0 | 0 | 0 | 0 | 0 | 0 | 0 | 0 | 0 | 0 | 0 | 0 | 0 | 0 | 0 | 0 | 0 | 0 | 0 | 0 | 0
* | XVII | Transfer |  | 0 | 0 | 0 | 0 | 0 | 0 |  | 0 | 0 | 0 | 0 | 0 |  | 0 | 2.2737e-13 | 6598.8813 | 3245.5974 | 947.2388 | -3584.1508 | -406.8219 | -548.561 | 0 | 0 | 0 | 0 | 0 | 0 | 0 | 0 | 0 | 0 | 6252.1838 |  | 0 | 0 | 0 | 0 | -2.2737e-13 | 0 | -3014.7305 | -3065.9674 | -540.7636 | 0 | 0 | 0 | 0 | 0 | 0 | 0 | 0 | 0 | 0 | -6621.4614 |  | 0 | 369.2776 | 369.2776 |  | -4.5475e-13 |  |  | 0 | 0 | 0 | 0 | 0 | 0 | 0 | 0 | 0 | 0 | 0 | 0 | 0 | 0 | 0 | 0 | 0 | 0 | 0 | 0 | 0 | 0 | 0 | 0 | 0 | 0 | 0 | 0 | 0 | 0 | 0 | 0 | 0 | 0 | 0 | 0 | 0 | 0 | 0 | 0 | 0 | 0 | 0 | 0 | 0
| Subtotal.Balancing | Total Dist'n, storage, and balancing |  | 0 | 0 | 0 | 0 | 0 | 0 | 0 | 0 | 0 | 0 | 0 | 0 |  | 0 | -398.8995 | 6598.8813 | 3245.5974 | 947.2388 | -3584.1508 | -406.8219 | -548.561 | 0 | 0 | 0 | 0 | 0 | 0 | 0 | 0 | 0 | 0 | 5853.2843 |  | 0 | 0 | 0 | 0 | -21 | 0 | -3014.7305 | -3065.9674 | -540.7636 | 0 | 0 | 0 | 0 | 0 | 0 | 0 | 0 | 0 | 0 | -6642.4614 |  | 0 | 789.1771 | 789.1771 |  | 0 |  |  | 0 | 0 | 0 | 0 | 0 | 0 | 0 | 0 | 0 | 0 | 0 | 0 | 0 | 0 | 0 | 0 | 0 | 0 | 0 | 0 | 0 | 0 | 0 | 0 | 0 | 0 | 0 | 0 | 0 | 0 | 0 | 0 | 0 | 0 | 0 | 0 | 0 | 0 | 0 | 0 | 0 | 0 | 0 | 0 | 0
0
0
| Net balance |  |  | 492.8144 | 190.8011 | 4295.4614 | 1717.7938 | 64.6461 | 59.1372 | -0.060795 | 453.5177 | 69.8874 | 1155.9568 | 143.4128 | 8643.3681 |  | -1624.4019 | 1624.4019 | 0 | 0 | 0 | 0 | 0 | 0 | 0 | 0 | 0 | 0 | 0 | 0 | 0 | 0 | 0 | 0 | 0 |  | -3584.1508 | -406.8219 | -548.561 | 0 | -21 | 0 | -3014.7305 | -3065.9674 | -540.7636 | -193.5533 | -27.2655 | -59.9663 | 0 | 0 | 0 | -195.7511 | 0 | -0.30592 | -965.3606 | -12624.1977 |  | 3079.5412 | 901.2883 | 3980.8296 |  | 0 |  |  | 3123.0584 | 0 | 0 | 0 | 0 | 0 | 0 | 0 | 0 | 0 | 0 | 0 | 0 | 0 | 0 | 0 | 0 | 0 | 0 | 0 | 0 | 0 | 0 | 0 | 0 | 0 | 0 | 0 | 0 | 0 | 0 | 0 | 0 | 0 | 0 | 0 | 0 | 0 | 0 | 0 | 0 | 0 | 0 | 0 | 3123.0584
[108 empty] | Used in electricity | 1588.2702
* | Computed within this worksheet | [106 empty] | Matching electricity | 1624.4019
[108 empty] | emissions factor | 0.97776

## 2027
2027
|  |  | TWh | Uses | [12 empty] | Secondary sources | [19 empty] | Primary Sources | [20 empty] | Adjustments | [6 empty] | Emissions (Mt CO2e)
|  |  |  | Domestic Lighting & appliances | Commercial Lighting & Appliances | Industry | Road transport | Rail transport | Domestic aviation | Green Building Design & Envelope Savings | Pumps& Tractors | Telecom Sector Energy Demand | Domestic Cooking Energy Demand | Commercial Cooking Energy Demand | Total uses |  | Electricity (delivered to end user) | Electricity (supplied to grid) | Solid hydrocarbons | Liquid hydrocarbons | Gaseous hydrocarbons | Coal indigenous production | Oil and petroleum products | Natural gas | Solid Biomass Hydrocarbons | Gaseous Biomass Hydrocarbons | Edible biomass | Energy crops (second generation) | Energy crops (first generation) | Dry biomass and waste | Wet biomass and waste | Gaseous waste | Off Grid Renewables | H2 | Total secondary sources |  | Coal reserves | Oil reserves | Gas reserves | Biomass oversupply (imports) | Electricity oversupply (imports) | Petroleum products oversupply | Coal oversupply (imports) | Oil and petroleum products oversupply (imports) | Gas oversupply (imports) | Nuclear fission | Solar | Wind | Tidal | Wave | Geothermal | Hydro | Environmental heat | Agriculture | Waste | Total primary sources |  | Conversion losses | Distribution losses and own use | Total adjust. |  | Unallocated |  |  | Fuel Combustion |  |  |  | Fugitive Emissions from Fuels |  |  |  | Industrial Processes |  |  |  | Solvent and Other Product Use |  |  |  | Agriculture |  |  |  | Land Use, Land-Use Change and Forestry |  |  |  | Waste |  |  |  | Other |  |  |  | International Aviation and Shipping |  |  |  | Bioenergy credit |  |  |  | Carbon capture |  |  |  | Total
|  | Sector |  | L.01 | L.02 | I.01 | T.01 | T.02 | T.03 | S.01 | D.01 | G.01 | M.01 | M.02 |  |  | V.01 | V.02 | V.03 | V.04 | V.05 | C.01 | C.02 | C.03 | V.06 | V.07 | V.08 | V.13 | V.14 | V.09 | V.10 | V.15 | V.11 | V.12 |  |  | Q.01 | Q.02 | Q.03 | Y.01 | Y.02 | Y.03 | Y.04 | Y.05 | Y.06 | N.01 | R.01 | R.02 | R.03 | R.04 | R.05 | R.06 | R.07 | A.01 | W.01 |  |  | X.01 | X.02 |  |  | Z.01 |  |  | 1A | 1A | 1A | 1A | 1B | 1B | 1B | 1B | 2 | 2 | 2 | 2 | 3 | 3 | 3 | 3 | 4 | 4 | 4 | 4 | 5 | 5 | 5 | 5 | 6 | 6 | 6 | 6 | 7 | 7 | 7 | 7 | X1 | X1 | X1 | X1 | X2 | X2 | X2 | X2 | X3 | X3 | X3 | X3
[65 empty] | CO2 | CH4 | N2O | F | CO2 | CH4 | N2O | F | CO2 | CH4 | N2O | F | CO2 | CH4 | N2O | F | CO2 | CH4 | N2O | F | CO2 | CH4 | N2O | F | CO2 | CH4 | N2O | F | CO2 | CH4 | N2O | F | CO2 | CH4 | N2O | F | CO2 | CH4 | N2O | F | CO2 | CH4 | N2O | F
Consumption
| IX | Buildings
| X.a | Domestic Lighting & Appliances |  | 765.5111 | 0 | 0 | 0 | 0 | 0 | 5.4145e-13 | 0 | 0 | 0 | 0 | 765.5111 |  | -762.1383 | 0 | 0 | -3.3728 | 0 | 0 | 0 | 0 | 0 | 0 | 0 | 0 | 0 | 0 | 0 | 0 | 0 | 0 | -765.5111 |  | 0 | 0 | 0 | 0 | 0 | 0 | 0 | 0 | 0 | 0 | 0 | 0 | 0 | 0 | 0 | 0 | 0 | 0 | 0 | 0 |  | 0 | 0 | 0 |  | 0 |  |  | 0.8996 | 0 | 0 | 0 | 0 | 0 | 0 | 0 | 0 | 0 | 0 | 0 | 0 | 0 | 0 | 0 | 0 | 0 | 0 | 0 | 0 | 0 | 0 | 0 | 0 | 0 | 0 | 0 | 0 | 0 | 0 | 0 | 0 | 0 | 0 | 0 | 0 | 0 | 0 | 0 | 0 | 0 | 0 | 0 | 0.8996
| X.b | Commercial Lighting & Appliances |  | 0 | 315.4211 | 0 | 0 | 0 | 0 | -0.11024 | 0 | 0 | 0 | 0 | 315.3108 |  | -315.3108 | 0 | 0 | 0 | 0 | 0 | 0 | 0 | 0 | 0 | 0 | 0 | 0 | 0 | 0 | 0 | 0 | 0 | -315.3108 |  | 0 | 0 | 0 | 0 | 0 | 0 | 0 | 0 | 0 | 0 | 0 | 0 | 0 | 0 | 0 | 0 | 0 | 0 | 0 | 0 |  | 0 | 0 | 0 |  | 0 |  |  | 0 | 0 | 0 | 0 | 0 | 0 | 0 | 0 | 0 | 0 | 0 | 0 | 0 | 0 | 0 | 0 | 0 | 0 | 0 | 0 | 0 | 0 | 0 | 0 | 0 | 0 | 0 | 0 | 0 | 0 | 0 | 0 | 0 | 0 | 0 | 0 | 0 | 0 | 0 | 0 | 0 | 0 | 0 | 0 | 0
| X | Lighting and appliances |  | 765.5111 | 315.4211 | 0 | 0 | 0 | 0 | -0.11024 | 0 | 0 | 0 | 0 | 1080.8219 |  | -1077.4491 | 0 | 0 | -3.3728 | 0 | 0 | 0 | 0 | 0 | 0 | 0 | 0 | 0 | 0 | 0 | 0 | 0 | 0 | -1080.8219 |  | 0 | 0 | 0 | 0 | 0 | 0 | 0 | 0 | 0 | 0 | 0 | 0 | 0 | 0 | 0 | 0 | 0 | 0 | 0 | 0 |  | 0 | 0 | 0 |  | 0 |  |  | 0.8996 | 0 | 0 | 0 | 0 | 0 | 0 | 0 | 0 | 0 | 0 | 0 | 0 | 0 | 0 | 0 | 0 | 0 | 0 | 0 | 0 | 0 | 0 | 0 | 0 | 0 | 0 | 0 | 0 | 0 | 0 | 0 | 0 | 0 | 0 | 0 | 0 | 0 | 0 | 0 | 0 | 0 | 0 | 0 | 0.8996
| XI | Industry |  | 0 | 0 | 5520.882 | 0 | 0 | 0 | 0 | 0 | 0 | 0 | 0 | 5520.882 |  | -792.4819 | 0 | -2811.3453 | -1185.3291 | -731.7258 | 0 | 0 | 0 | 0 | 0 | 0 | 0 | 0 | 0 | 0 | 0 | 0 | 0 | -5520.882 |  | 0 | 0 | 0 | 0 | 0 | 0 | 0 | 0 | 0 | 0 | 0 | 0 | 0 | 0 | 0 | 0 | 0 | 0 | 0 | 0 |  | 0 | 0 | 0 |  | 9.0949e-13 |  |  | 1295.0297 | 0 | 0 | 0 | 0 | 0 | 0 | 0 | 0 | 0 | 0 | 0 | 0 | 0 | 0 | 0 | 0 | 0 | 0 | 0 | 0 | 0 | 0 | 0 | 0 | 0 | 0 | 0 | 0 | 0 | 0 | 0 | 0 | 0 | 0 | 0 | 0 | 0 | 0 | 0 | 0 | 0 | 0 | 0 | 1295.0297
| XI | Industry |  | 0 | 0 | 5520.882 | 0 | 0 | 0 | 0 | 0 | 0 | 0 | 0 | 5520.882 |  | -792.4819 | 0 | -2811.3453 | -1185.3291 | -731.7258 | 0 | 0 | 0 | 0 | 0 | 0 | 0 | 0 | 0 | 0 | 0 | 0 | 0 | -5520.882 |  | 0 | 0 | 0 | 0 | 0 | 0 | 0 | 0 | 0 | 0 | 0 | 0 | 0 | 0 | 0 | 0 | 0 | 0 | 0 | 0 |  | 0 | 0 | 0 |  | 9.0949e-13 |  |  | 1295.0297 | 0 | 0 | 0 | 0 | 0 | 0 | 0 | 0 | 0 | 0 | 0 | 0 | 0 | 0 | 0 | 0 | 0 | 0 | 0 | 0 | 0 | 0 | 0 | 0 | 0 | 0 | 0 | 0 | 0 | 0 | 0 | 0 | 0 | 0 | 0 | 0 | 0 | 0 | 0 | 0 | 0 | 0 | 0 | 1295.0297
| XII.a | Domestic passenger transport |  | 0 | 0 | 0 | 1380.7606 | 29.6394 | 84.4975 | 0 | 0 | 0 | 0 | 0 | 1494.8975 |  | -15.1831 | 0 | 0 | -1426.6914 | -53.023 | 0 | 0 | 0 | 0 | 0 | 0 | 0 | 0 | 0 | 0 | 0 | 0 | 0 | -1494.8975 |  | 0 | 0 | 0 | 0 | 0 | 0 | 0 | 0 | 0 | 0 | 0 | 0 | 0 | 0 | 0 | 0 | 0 | 0 | 0 | 0 |  | 0 | 0 | 0 |  | 0 |  |  | 391.0816 | 0 | 0 | 0 | 0 | 0 | 0 | 0 | 0 | 0 | 0 | 0 | 0 | 0 | 0 | 0 | 0 | 0 | 0 | 0 | 0 | 0 | 0 | 0 | 0 | 0 | 0 | 0 | 0 | 0 | 0 | 0 | 0 | 0 | 0 | 0 | 0 | 0 | 0 | 0 | 0 | 0 | 0 | 0 | 391.0816
| XII.b | Domestic freight |  | 0 | 0 | 0 | 995.7676 | 48.6637 | 3.8196 | 0 | 0 | 0 | 0 | 0 | 1048.2509 |  | -17.6101 | 0 | 0 | -1030.6408 | 0 | 0 | 0 | 0 | 0 | 0 | 0 | 0 | 0 | 0 | 0 | 0 | 0 | 0 | -1048.2509 |  | 0 | 0 | 0 | 0 | 0 | 0 | 0 | 0 | 0 | 0 | 0 | 0 | 0 | 0 | 0 | 0 | 0 | 0 | 0 | 0 |  | 0 | 0 | 0 |  | 0 |  |  | 274.8966 | 0 | 0 | 0 | 0 | 0 | 0 | 0 | 0 | 0 | 0 | 0 | 0 | 0 | 0 | 0 | 0 | 0 | 0 | 0 | 0 | 0 | 0 | 0 | 0 | 0 | 0 | 0 | 0 | 0 | 0 | 0 | 0 | 0 | 0 | 0 | 0 | 0 | 0 | 0 | 0 | 0 | 0 | 0 | 274.8966
| XII | Transport |  | 0 | 0 | 0 | 2376.5282 | 78.303 | 88.3172 | 0 | 0 | 0 | 0 | 0 | 2543.1484 |  | -32.7932 | 0 | 0 | -2457.3322 | -53.023 | 0 | 0 | 0 | 0 | 0 | 0 | 0 | 0 | 0 | 0 | 0 | 0 | 0 | -2543.1484 |  | 0 | 0 | 0 | 0 | 0 | 0 | 0 | 0 | 0 | 0 | 0 | 0 | 0 | 0 | 0 | 0 | 0 | 0 | 0 | 0 |  | 0 | 0 | 0 |  | 0 |  |  | 665.9782 | 0 | 0 | 0 | 0 | 0 | 0 | 0 | 0 | 0 | 0 | 0 | 0 | 0 | 0 | 0 | 0 | 0 | 0 | 0 | 0 | 0 | 0 | 0 | 0 | 0 | 0 | 0 | 0 | 0 | 0 | 0 | 0 | 0 | 0 | 0 | 0 | 0 | 0 | 0 | 0 | 0 | 0 | 0 | 665.9782
| XIII.a | Domestic Cooking |  | 0 | 0 | 0 | 0 | 0 | 0 | 0 | 0 | 0 | 1156.4277 | 0 | 1156.4277 |  | -5.9878 | 0 | -950.8029 | -143.858 | -55.7791 | 0 | 0 | 0 | 0 | 0 | 0 | 0 | 0 | 0 | 0 | 0 | 0 | 0 | -1156.4277 |  | 0 | 0 | 0 | 0 | 0 | 0 | 0 | 0 | 0 | 0 | 0 | 0 | 0 | 0 | 0 | 0 | 0 | 0 | 0 | 0 |  | 0 | 0 | 0 |  | 0 | [46 empty] | 0
| XIII.b | Commercial Cooking |  | 0 | 0 | 0 | 0 | 0 | 0 | 0 | 0 | 0 | 0 | 210.7458 | 210.7458 |  | 0 | 0 | 0 | -159.7018 | -51.044 | 0 | 0 | 0 | 0 | 0 | 0 | 0 | 0 | 0 | 0 | 0 | 0 | 0 | -210.7458 |  | 0 | 0 | 0 | 0 | 0 | 0 | 0 | 0 | 0 | 0 | 0 | 0 | 0 | 0 | 0 | 0 | 0 | 0 | 0 | 0 |  | 0 | 0 | 0 |  | 0 |  |  | 52.7514 | 0 | 0 | 0 | 0 | 0 | 0 | 0 | 0 | 0 | 0 | 0 | 0 | 0 | 0 | 0 | 0 | 0 | 0 | 0 | 0 | 0 | 0 | 0 | 0 | 0 | 0 | 0 | 0 | 0 | 0 | 0 | 0 | 0 | 0 | 0 | 0 | 0 | 0 | 0 | 0 | 0 | 0 | 0 | 52.7514
| XIII | Cooking |  | 0 | 0 | 0 | 0 | 0 | 0 | 0 | 0 | 0 | 1156.4277 | 210.7458 | 1367.1735 |  | -5.9878 | 0 | -950.8029 | -303.5597 | -106.8231 | 0 | 0 | 0 | 0 | 0 | 0 | 0 | 0 | 0 | 0 | 0 | 0 | 0 | -1367.1735 |  | 0 | 0 | 0 | 0 | 0 | 0 | 0 | 0 | 0 | 0 | 0 | 0 | 0 | 0 | 0 | 0 | 0 | 0 | 0 | 0 |  | 0 | 0 | 0 |  | 2.2737e-13 |  |  | 52.7514 | 0 | 0 | 0 | 0 | 0 | 0 | 0 | 0 | 0 | 0 | 0 | 0 | 0 | 0 | 0 | 0 | 0 | 0 | 0 | 0 | 0 | 0 | 0 | 0 | 0 | 0 | 0 | 0 | 0 | 0 | 0 | 0 | 0 | 0 | 0 | 0 | 0 | 0 | 0 | 0 | 0 | 0 | 0 | 52.7514
| XIV | Agriculture |  | 0 | 0 | 0 | 0 | 0 | 0 | 0 | 591.385 | 0 | 0 | 0 | 591.385 |  | -335.7407 | 0 | 0 | -255.6443 | 0 | 0 | 0 | 0 | 0 | 0 | 0 | 0 | 0 | 0 | 0 | 0 | 0 | 0 | -591.385 |  | 0 | 0 | 0 | 0 | 0 | 0 | 0 | 0 | 0 | 0 | 0 | 0 | 0 | 0 | 0 | 0 | 0 | 0 | 0 | 0 |  | 0 | 0 | 0 |  | 0 |  |  | 68.1865 | 0 | 0 | 0 | 0 | 0 | 0 | 0 | 0 | 0 | 0 | 0 | 0 | 0 | 0 | 0 | 0 | 0 | 0 | 0 | 0 | 0 | 0 | 0 | 0 | 0 | 0 | 0 | 0 | 0 | 0 | 0 | 0 | 0 | 0 | 0 | 0 | 0 | 0 | 0 | 0 | 0 | 0 | 0 | 68.1865
| XVI | Telecom |  | 0 | 0 | 0 | 0 | 0 | 0 | 0 | 0 | 91.8217 | 0 | 0 | 91.8217 |  | -21.5684 | 0 | 0 | -69.7911 | 0 | 0 | 0 | 0 | 0 | 0 | 0 | 0 | 0 | 0 | 0 | 0 | -0.46218 | 0 | -91.8217 |  | 0 | 0 | 0 | 0 | 0 | 0 | 0 | 0 | 0 | 0 | 0 | 0 | 0 | 0 | 0 | 0 | 0 | 0 | 0 | 0 |  | 0 | 0 | 0 |  | 0 |  |  | 18.615 | 0 | 0 | 0 | 0 | 0 | 0 | 0 | 0 | 0 | 0 | 0 | 0 | 0 | 0 | 0 | 0 | 0 | 0 | 0 | 0 | 0 | 0 | 0 | 0 | 0 | 0 | 0 | 0 | 0 | 0 | 0 | 0 | 0 | 0 | 0 | 0 | 0 | 0 | 0 | 0 | 0 | 0 | 0 | 18.615
| Subtotal.Consumption | Total consumption |  | 765.5111 | 315.4211 | 5520.882 | 2376.5282 | 78.303 | 88.3172 | -0.11024 | 591.385 | 91.8217 | 1156.4277 | 210.7458 | 11195.2326 |  | -2266.0212 | 0 | -3762.1482 | -4275.0292 | -891.5718 | 0 | 0 | 0 | 0 | 0 | 0 | 0 | 0 | 0 | 0 | 0 | -0.46218 | 0 | -11195.2326 |  | 0 | 0 | 0 | 0 | 0 | 0 | 0 | 0 | 0 | 0 | 0 | 0 | 0 | 0 | 0 | 0 | 0 | 0 | 0 | 0 |  | 0 | 0 | 0 |  | 3.638e-12 |  |  | 2082.8454 | 0 | 0 | 0 | 0 | 0 | 0 | 0 | 0 | 0 | 0 | 0 | 0 | 0 | 0 | 0 | 0 | 0 | 0 | 0 | 0 | 0 | 0 | 0 | 0 | 0 | 0 | 0 | 0 | 0 | 0 | 0 | 0 | 0 | 0 | 0 | 0 | 0 | 0 | 0 | 0 | 0 | 0 | 0 | 2082.8454
[60 empty] | 0 |  | 0
| Supply | [58 empty] | 0 |  | 0
| v.a | Biomass Based Electricity& Biogas |  | 0 | 0 | 0 | 0 | 0 | 0 | 0 | 0 | 0 | 0 | 0 | 0 |  | 0 | 13.8665 | -55.4661 | 0 | 13.4265 | 0 | 0 | 0 | 0 | 0 | 0 | 0 | 0 | 0 | -13.4265 | 0 | 0 | 0 | -41.5996 |  | 0 | 0 | 0 | 0 | 0 | 0 | 0 | 0 | 0 | 0 | 0 | 0 | 0 | 0 | 0 | 0 | 0 | 0 | 0 | 0 |  | 41.5996 | 0 | 41.5996 |  | 0 |  |  | 19.2521 | 0 | 0 | 0 | 0 | 0 | 0 | 0 | 0 | 0 | 0 | 0 | 0 | 0 | 0 | 0 | 0 | 0 | 0 | 0 | 0 | 0 | 0 | 0 | 0 | 0 | 0 | 0 | 0 | 0 | 0 | 0 | 0 | 0 | 0 | 0 | -2.6712 | 0 | 0 | 0 | 0 | 0 | 0 | 0 | 16.5809
| V.b | First & Second Generation Bio Fuels |  | 0 | 0 | 0 | 0 | 0 | 0 | 0 | 0 | 0 | 0 | 0 | 0 |  | 0 | 0 | 0 | 11.1746 | 0 | 0 | 0 | 0 | 0 | 0 | 0 | 0 | -0.41827 | -10.741 | -0.015275 | 0 | 0 | 0 | -1.9498e-15 |  | 0 | 0 | 0 | 0 | 0 | 0 | 0 | 0 | 0 | 0 | 0 | 0 | 0 | 0 | 0 | 0 | 0 | 0 | 0 | 0 |  | 0 | 0 | 0 |  | -1.9498e-15 |  |  | 0 | 0 | 0 | 0 | 0 | 0 | 0 | 0 | 0 | 0 | 0 | 0 | 0 | 0 | 0 | 0 | 0 | 0 | 0 | 0 | 0 | 0 | 0 | 0 | 0 | 0 | 0 | 0 | 0 | 0 | 0 | 0 | 0 | 0 | 0 | 0 | -2.9805 | 0 | 0 | 0 | 0 | 0 | 0 | 0 | -2.9805
| V.c | Advanced Bio Fuels |  | 0 | 0 | 0 | 0 | 0 | 0 | 0 | 0 | 0 | 0 | 0 | 0 |  | 0 | 0 | 0 | 0 | 0 | 0 | 0 | 0 | 0 | 0 | 0 | 0 | 0 | 0 | 0.015275 | 0 | 0 | 0 | 0.015275 |  | 0 | 0 | 0 | 0 | 0 | 0 | 0 | 0 | 0 | 0 | 0 | 0 | 0 | 0 | 0 | 0 | 0 | 0 | -0.015275 | -0.015275 |  | 0 | 0 | 0 |  | 0 |  |  | 0 | 0 | 0 | 0 | 0 | 0 | 0 | 0 | 0 | 0 | 0 | 0 | 0 | 0 | 0 | 0 | 0 | 0 | 0 | 0 | 0 | 0 | 0 | 0 | 0 | 0 | 0 | 0 | 0 | 0 | 0 | 0 | 0 | 0 | 0 | 0 | 0 | 0 | 0 | 0 | 0 | 0 | 0 | 0 | 0
| V.d | Bio-feedstock prodctn & bio-conversion |  | 0 | 0 | 0 | 0 | 0 | 0 | 0 | 0 | 0 | 0 | 0 | 0 |  | 0 | 0 | 0 | 0 | 0 | 0 | 0 | 0 | 0 | 0 | 0 | 0 | 0.41827 | 956.5561 | 13.4265 | 0 | 0 | 0 | 970.4008 |  | 0 | 0 | 0 | 0 | 0 | 0 | 0 | 0 | 0 | 0 | 0 | 0 | 0 | 0 | 0 | 0 | 0 | -0.41827 | -969.9826 | -970.4008 |  | 0 | 0 | 0 |  | 0 |  |  | 0 | 0 | 0 | 0 | 0 | 0 | 0 | 0 | 0 | 0 | 0 | 0 | 0 | 0 | 0 | 0 | 0 | 0 | 0 | 0 | 0 | 0 | 0 | 0 | 0 | 0 | 0 | 0 | 0 | 0 | 0 | 0 | 0 | 0 | 0 | 0 | -19.2521 | 0 | 0 | 0 | 0 | 0 | 0 | 0 | -19.2521
| V.e | Fuel For Cooking |  | 0 | 0 | 0 | 0 | 0 | 0 | 0 | 0 | 0 | 0 | 0 | 0 |  | 0 | 0 | 945.8151 | 0 | 0 | 0 | 0 | 0 | 0 | 0 | 0 | 0 | 0 | -945.8151 | 0 | 0 | 0 | 0 | 0 |  | 0 | 0 | 0 | 0 | 0 | 0 | 0 | 0 | 0 | 0 | 0 | 0 | 0 | 0 | 0 | 0 | 0 | 0 | 0 | 0 |  | 0 | 0 | 0 |  | 0 |  |  | 0 | 0 | 0 | 0 | 0 | 0 | 0 | 0 | 0 | 0 | 0 | 0 | 0 | 0 | 0 | 0 | 0 | 0 | 0 | 0 | 0 | 0 | 0 | 0 | 0 | 0 | 0 | 0 | 0 | 0 | 0 | 0 | 0 | 0 | 0 | 0 | -309.0372 | 0 | 0 | 0 | 0 | 0 | 0 | 0 | -309.0372
| V | Bioenergy |  | 0 | 0 | 0 | 0 | 0 | 0 | 0 | 0 | 0 | 0 | 0 | 0 |  | 0 | 13.8665 | 890.3489 | 11.1746 | 13.4265 | 0 | 0 | 0 | 0 | 0 | 0 | 0 | 0 | 0 | 0 | 0 | 0 | 0 | 928.8165 |  | 0 | 0 | 0 | 0 | 0 | 0 | 0 | 0 | 0 | 0 | 0 | 0 | 0 | 0 | 0 | 0 | 0 | -0.41827 | -969.9978 | -970.4161 |  | 41.5996 | 0 | 41.5996 |  | 0 |  |  | 19.2521 | 0 | 0 | 0 | 0 | 0 | 0 | 0 | 0 | 0 | 0 | 0 | 0 | 0 | 0 | 0 | 0 | 0 | 0 | 0 | 0 | 0 | 0 | 0 | 0 | 0 | 0 | 0 | 0 | 0 | 0 | 0 | 0 | 0 | 0 | 0 | -333.941 | 0 | 0 | 0 | 0 | 0 | 0 | 0 | -314.6889
| VI.a | Waste to Electricity |  | 0 | 0 | 0 | 0 | 0 | 0 | 0 | 0 | 0 | 0 | 0 | 0 |  | 0 | 0 | 0 | 0 | 0 | 0 | 0 | 0 | 0 | 0 | 0 | 0 | 0 | 0 | 0 | 0 | 0 | 0 | 0 |  | 0 | 0 | 0 | 0 | 0 | 0 | 0 | 0 | 0 | 0 | 0 | 0 | 0 | 0 | 0 | 0 | 0 | 0 | 0 | 0 |  | 0 | 0 | 0 |  | 0 |  |  | 0 | 0 | 0 | 0 | 0 | 0 | 0 | 0 | 0 | 0 | 0 | 0 | 0 | 0 | 0 | 0 | 0 | 0 | 0 | 0 | 0 | 0 | 0 | 0 | 0 | 0 | 0 | 0 | 0 | 0 | 0 | 0 | 0 | 0 | 0 | 0 | 0 | 0 | 0 | 0 | 0 | 0 | 0 | 0 | 0
| VI | Waste |  | 0 | 0 | 0 | 0 | 0 | 0 | 0 | 0 | 0 | 0 | 0 | 0 |  | 0 | 0 | 0 | 0 | 0 | 0 | 0 | 0 | 0 | 0 | 0 | 0 | 0 | 0 | 0 | 0 | 0 | 0 | 0 |  | 0 | 0 | 0 | 0 | 0 | 0 | 0 | 0 | 0 | 0 | 0 | 0 | 0 | 0 | 0 | 0 | 0 | 0 | 0 | 0 |  | 0 | 0 | 0 |  | 0 |  |  | 0 | 0 | 0 | 0 | 0 | 0 | 0 | 0 | 0 | 0 | 0 | 0 | 0 | 0 | 0 | 0 | 0 | 0 | 0 | 0 | 0 | 0 | 0 | 0 | 0 | 0 | 0 | 0 | 0 | 0 | 0 | 0 | 0 | 0 | 0 | 0 | 0 | 0 | 0 | 0 | 0 | 0 | 0 | 0 | 0
| XV.a | Domestic Gas Production |  | 0 | 0 | 0 | 0 | 0 | 0 | 0 | 0 | 0 | 0 | 0 | 0 |  | 0 | 0 | 0 | 0 | 0 | 0 | 0 | 586.5732 | 0 | 0 | 0 | 0 | 0 | 0 | 0 | 0 | 0 | 0 | 586.5732 |  | 0 | 0 | -586.5732 | 0 | 0 | 0 | 0 | 0 | 0 | 0 | 0 | 0 | 0 | 0 | 0 | 0 | 0 | 0 | 0 | -586.5732 |  | 0 | 0 | 0 |  | 0 |  |  | 0 | 0 | 0 | 0 | 0 | 0 | 0 | 0 | 0 | 0 | 0 | 0 | 0 | 0 | 0 | 0 | 0 | 0 | 0 | 0 | 0 | 0 | 0 | 0 | 0 | 0 | 0 | 0 | 0 | 0 | 0 | 0 | 0 | 0 | 0 | 0 | 0 | 0 | 0 | 0 | 0 | 0 | 0 | 0 | 0
| XV.b | Domestic Coal Production |  | 0 | 0 | 0 | 0 | 0 | 0 | 0 | 0 | 0 | 0 | 0 | 0 |  | 0 | 0 | 0 | 0 | 0 | 3874.5049 | 0 | 0 | 0 | 0 | 0 | 0 | 0 | 0 | 0 | 0 | 0 | 0 | 3874.5049 |  | -3874.5049 | 0 | 0 | 0 | 0 | 0 | 0 | 0 | 0 | 0 | 0 | 0 | 0 | 0 | 0 | 0 | 0 | 0 | 0 | -3874.5049 |  | 0 | 0 | 0 |  | 0 |  |  | 0 | 0 | 0 | 0 | 0 | 0 | 0 | 0 | 0 | 0 | 0 | 0 | 0 | 0 | 0 | 0 | 0 | 0 | 0 | 0 | 0 | 0 | 0 | 0 | 0 | 0 | 0 | 0 | 0 | 0 | 0 | 0 | 0 | 0 | 0 | 0 | 0 | 0 | 0 | 0 | 0 | 0 | 0 | 0 | 0
| xv.c | Domestic Oil Production |  | 0 | 0 | 0 | 0 | 0 | 0 | 0 | 0 | 0 | 0 | 0 | 0 |  | 0 | 0 | 0 | 0 | 0 | 0 | 404.6927 | 0 | 0 | 0 | 0 | 0 | 0 | 0 | 0 | 0 | 0 | 0 | 404.6927 |  | 0 | -404.6927 | 0 | 0 | 0 | 0 | 0 | 0 | 0 | 0 | 0 | 0 | 0 | 0 | 0 | 0 | 0 | 0 | 0 | -404.6927 |  | 0 | 0 | 0 |  | 0 |  |  | 0 | 0 | 0 | 0 | 0 | 0 | 0 | 0 | 0 | 0 | 0 | 0 | 0 | 0 | 0 | 0 | 0 | 0 | 0 | 0 | 0 | 0 | 0 | 0 | 0 | 0 | 0 | 0 | 0 | 0 | 0 | 0 | 0 | 0 | 0 | 0 | 0 | 0 | 0 | 0 | 0 | 0 | 0 | 0 | 0
| XV | Fossil fuel production |  | 0 | 0 | 0 | 0 | 0 | 0 | 0 | 0 | 0 | 0 | 0 | 0 |  | 0 | 0 | 0 | 0 | 0 | 3874.5049 | 404.6927 | 586.5732 | 0 | 0 | 0 | 0 | 0 | 0 | 0 | 0 | 0 | 0 | 4865.7709 |  | -3874.5049 | -404.6927 | -586.5732 | 0 | 0 | 0 | 0 | 0 | 0 | 0 | 0 | 0 | 0 | 0 | 0 | 0 | 0 | 0 | 0 | -4865.7709 |  | 0 | 0 | 0 |  | 0 |  |  | 0 | 0 | 0 | 0 | 0 | 0 | 0 | 0 | 0 | 0 | 0 | 0 | 0 | 0 | 0 | 0 | 0 | 0 | 0 | 0 | 0 | 0 | 0 | 0 | 0 | 0 | 0 | 0 | 0 | 0 | 0 | 0 | 0 | 0 | 0 | 0 | 0 | 0 | 0 | 0 | 0 | 0 | 0 | 0 | 0
| III | Hydro Electric Power Generation |  | 0 | 0 | 0 | 0 | 0 | 0 | 0 | 0 | 0 | 0 | 0 | 0 |  | 0 | 171.8136 | 0 | 0 | 0 | 0 | 0 | 0 | 0 | 0 | 0 | 0 | 0 | 0 | 0 | 0 | 0 | 0 | 171.8136 |  | 0 | 0 | 0 | 0 | 0 | 0 | 0 | 0 | 0 | 0 | 0 | 0 | 0 | 0 | 0 | -171.8136 | 0 | 0 | 0 | -171.8136 |  | 0 | 0 | 0 |  | 0 | 0 | 0 | 0 | 0 | 0 | 0 | 0 | 0 | 0 | 0 | 0 | 0 | 0 | 0 | 0 | 0 | 0 | 0 | 0 | 0 | 0 | 0 | 0 | 0 | 0 | 0 | 0 | 0 | 0 | 0 | 0 | 0 | 0 | 0 | 0 | 0 | 0 | 0 | 0 | 0 | 0 | 0 | 0 | 0 | 0 | 0 | 0
| IV.a | Solar PV |  | 0 | 0 | 0 | 0 | 0 | 0 | 0 | 0 | 0 | 0 | 0 | 0 |  | 0 | 32.7923 | 0 | 0 | 0 | 0 | 0 | 0 | 0 | 0 | 0 | 0 | 0 | 0 | 0 | 0 | 0.46218 | 0 | 33.2545 |  | 0 | 0 | 0 | 0 | 0 | 0 | 0 | 0 | 0 | 0 | -33.2545 | 0 | 0 | 0 | 0 | 0 | 0 | 0 | 0 | -33.2545 |  | 0 | 0 | 0 |  | 0 | 0 | 0 | 0 | 0 | 0 | 0 | 0 | 0 | 0 | 0 | 0 | 0 | 0 | 0 | 0 | 0 | 0 | 0 | 0 | 0 | 0 | 0 | 0 | 0 | 0 | 0 | 0 | 0 | 0 | 0 | 0 | 0 | 0 | 0 | 0 | 0 | 0 | 0 | 0 | 0 | 0 | 0 | 0 | 0 | 0 | 0 | 0
| IV.b | Solar CSP |  | 0 | 0 | 0 | 0 | 0 | 0 | 0 | 0 | 0 | 0 | 0 | 0 |  | 0 | 15.6385 | 0 | 0 | 0 | 0 | 0 | 0 | 0 | 0 | 0 | 0 | 0 | 0 | 0 | 0 | 0 | 0 | 15.6385 |  | 0 | 0 | 0 | 0 | 0 | 0 | 0 | 0 | 0 | 0 | -15.6385 | 0 | 0 | 0 | 0 | 0 | 0 | 0 | 0 | -15.6385 |  | 0 | 0 | 0 |  | 0 | 0 | 0 | 0 | 0 | 0 | 0 | 0 | 0 | 0 | 0 | 0 | 0 | 0 | 0 | 0 | 0 | 0 | 0 | 0 | 0 | 0 | 0 | 0 | 0 | 0 | 0 | 0 | 0 | 0 | 0 | 0 | 0 | 0 | 0 | 0 | 0 | 0 | 0 | 0 | 0 | 0 | 0 | 0 | 0 | 0 | 0 | 0
| IV.c.1 | Onshore Wind |  | 0 | 0 | 0 | 0 | 0 | 0 | 0 | 0 | 0 | 0 | 0 | 0 | 0 | 0 | 81.3115 | 0 | 0 | 0 | 0 | 0 | 0 | 0 | 0 | 0 | 0 | 0 | 0 | 0 | 0 | 0 | 0 | 81.3115 | 0 | 0 | 0 | 0 | 0 | 0 | 0 | 0 | 0 | 0 | 0 | 0 | -81.3115 | 0 | 0 | 0 | 0 | 0 | 0 | 0 | -81.3115 | 0 | 0 | 0 | 0 | 0 | 0 | 0 | 0 | 0 | 0 | 0 | 0 | 0 | 0 | 0 | 0 | 0 | 0 | 0 | 0 | 0 | 0 | 0 | 0 | 0 | 0 | 0 | 0 | 0 | 0 | 0 | 0 | 0 | 0 | 0 | 0 | 0 | 0 | 0 | 0 | 0 | 0 | 0 | 0 | 0 | 0 | 0 | 0 | 0 | 0 | 0 | 0 | 0
| IV.c.2 | Offshore Wind |  | 0 | 0 | 0 | 0 | 0 | 0 | 0 | 0 | 0 | 0 | 0 | 0 | 0 | 0 | 3.0243 | 0 | 0 | 0 | 0 | 0 | 0 | 0 | 0 | 0 | 0 | 0 | 0 | 0 | 0 | 0 | 0 | 3.0243 | 0 | 0 | 0 | 0 | 0 | 0 | 0 | 0 | 0 | 0 | 0 | 0 | -3.0243 | 0 | 0 | 0 | 0 | 0 | 0 | 0 | -3.0243 | 0 | 0 | 0 | 0 | 0 | 0 | 0 | 0 | 0 | 0 | 0 | 0 | 0 | 0 | 0 | 0 | 0 | 0 | 0 | 0 | 0 | 0 | 0 | 0 | 0 | 0 | 0 | 0 | 0 | 0 | 0 | 0 | 0 | 0 | 0 | 0 | 0 | 0 | 0 | 0 | 0 | 0 | 0 | 0 | 0 | 0 | 0 | 0 | 0 | 0 | 0 | 0 | 0
| IV.d | Small Hydro |  | 0 | 0 | 0 | 0 | 0 | 0 | 0 | 0 | 0 | 0 | 0 | 0 |  | 0 | 27.7507 | 0 | 0 | 0 | 0 | 0 | 0 | 0 | 0 | 0 | 0 | 0 | 0 | 0 | 0 | 0 | 0 | 27.7507 |  | 0 | 0 | 0 | 0 | 0 | 0 | 0 | 0 | 0 | 0 | 0 | 0 | 0 | 0 | 0 | -27.7507 | 0 | 0 | 0 | -27.7507 |  | 0 | 0 | 0 |  | 0 | 0 | 0 | 0 | 0 | 0 | 0 | 0 | 0 | 0 | 0 | 0 | 0 | 0 | 0 | 0 | 0 | 0 | 0 | 0 | 0 | 0 | 0 | 0 | 0 | 0 | 0 | 0 | 0 | 0 | 0 | 0 | 0 | 0 | 0 | 0 | 0 | 0 | 0 | 0 | 0 | 0 | 0 | 0 | 0 | 0 | 0 | 0
| IV | National renewable power generation |  | 0 | 0 | 0 | 0 | 0 | 0 | 0 | 0 | 0 | 0 | 0 | 0 |  | 0 | 160.5173 | 0 | 0 | 0 | 0 | 0 | 0 | 0 | 0 | 0 | 0 | 0 | 0 | 0 | 0 | 0.46218 | 0 | 160.9794 |  | 0 | 0 | 0 | 0 | 0 | 0 | 0 | 0 | 0 | 0 | -48.893 | -84.3358 | 0 | 0 | 0 | -27.7507 | 0 | 0 | 0 | -160.9794 |  | 0 | 0 | 0 |  | -2.8422e-14 |  |  | 0 | 0 | 0 | 0 | 0 | 0 | 0 | 0 | 0 | 0 | 0 | 0 | 0 | 0 | 0 | 0 | 0 | 0 | 0 | 0 | 0 | 0 | 0 | 0 | 0 | 0 | 0 | 0 | 0 | 0 | 0 | 0 | 0 | 0 | 0 | 0 | 0 | 0 | 0 | 0 | 0 | 0 | 0 | 0 | 0
| II | Nuclear power generation |  | 0 | 0 | 0 | 0 | 0 | 0 | 0 | 0 | 0 | 0 | 0 | 0 |  | 0 | 67.7436 | 0 | 0 | 0 | 0 | 0 | 0 | 0 | 0 | 0 | 0 | 0 | 0 | 0 | 0 | 0 | 0 | 67.7436 |  | 0 | 0 | 0 | 0 | 0 | 0 | 0 | 0 | 0 | -193.5533 | 0 | 0 | 0 | 0 | 0 | 0 | 0 | 0 | 0 | -193.5533 |  | 125.8096 | 0 | 125.8096 |  | 0 |  |  | 0 | 0 | 0 | 0 | 0 | 0 | 0 | 0 | 0 | 0 | 0 | 0 | 0 | 0 | 0 | 0 | 0 | 0 | 0 | 0 | 0 | 0 | 0 | 0 | 0 | 0 | 0 | 0 | 0 | 0 | 0 | 0 | 0 | 0 | 0 | 0 | 0 | 0 | 0 | 0 | 0 | 0 | 0 | 0 | 0
| I.b | Coal power stations |  | 0 | 0 | 0 | 0 | 0 | 0 |  | 0 | 0 | 0 | 0 | 0 |  | 0 | 857.505 | -2559.2359 | 0 | 0 | 0 | 0 | 0 | 0 | 0 | 0 | 0 | 0 | 0 | 0 | 0 | 0 | 0 | -1701.7309 |  | 0 | 0 | 0 | 0 | 0 | 0 | 0 | 0 | 0 | 0 | 0 | 0 | 0 | 0 | 0 | 0 | 0 | 0 | 0 | 0 |  | 1627.1652 | 74.5657 | 1701.7309 |  | 0 |  |  | 888.3025 | 0 | 0 | 0 | 0 | 0 | 0 | 0 | 0 | 0 | 0 | 0 | 0 | 0 | 0 | 0 | 0 | 0 | 0 | 0 | 0 | 0 | 0 | 0 | 0 | 0 | 0 | 0 | 0 | 0 | 0 | 0 | 0 | 0 | 0 | 0 | 0 | 0 | 0 | 0 | 0 | 0 | 0 | 0 | 888.3025
| I.a | Gas Power Stations |  | 0 | 0 | 0 | 0 | 0 | 0 |  | 0 | 0 | 0 | 0 | 0 |  | 0 | 109.8605 | 0 | 0 | -217.6579 | 0 | 0 | 0 | 0 | 0 | 0 | 0 | 0 | 0 | 0 | 0 | 0 | 0 | -107.7974 |  | 0 | 0 | 0 | 0 | 0 | 0 | 0 | 0 | 0 | 0 | 0 | 0 | 0 | 0 | 0 | 0 | 0 | 0 | 0 | 0 |  | 107.7974 | 0 | 107.7974 |  | 0 |  |  | 36.4274 | 0 | 0 | 0 | 0 | 0 | 0 | 0 | 0 | 0 | 0 | 0 | 0 | 0 | 0 | 0 | 0 | 0 | 0 | 0 | 0 | 0 | 0 | 0 | 0 | 0 | 0 | 0 | 0 | 0 | 0 | 0 | 0 | 0 | 0 | 0 | 0 | 0 | 0 | 0 | 0 | 0 | 0 | 0 | 36.4274
| I.c | Carbon Capture Storage (CCS) |  | 0 | 0 | 0 | 0 | 0 | 0 |  | 0 | 0 | 0 | 0 | 0 |  | 0 | 0 | 0 | 0 | 0 | 0 | 0 | 0 | 0 | 0 | 0 | 0 | 0 | 0 | 0 | 0 | 0 | 0 | 0 |  | 0 | 0 | 0 | 0 | 0 | 0 | 0 | 0 | 0 | 0 | 0 | 0 | 0 | 0 | 0 | 0 | 0 | 0 | 0 | 0 |  | 0 | 0 | 0 |  | 0 |  |  | 0 | 0 | 0 | 0 | 0 | 0 | 0 | 0 | 0 | 0 | 0 | 0 | 0 | 0 | 0 | 0 | 0 | 0 | 0 | 0 | 0 | 0 | 0 | 0 | 0 | 0 | 0 | 0 | 0 | 0 | 0 | 0 | 0 | 0 | 0 | 0 | 0 | 0 | 0 | 0 | 0 | 0 | 0 | 0 | 0
| Subtotal.I.d | Total electricity supply (demand) to this point | [14 empty] | -2266.0212 | 860.5944
| I.d | Electricity Balancing Requirement |  | 0 | 0 | 0 | 0 | 0 | 0 | 0 | 0 | 0 | 0 | 0 | 0 |  | 0 | 1405.4268 | -3823.0523 | 0 | 0 | 0 | 0 | 0 | 0 | 0 | 0 | 0 | 0 | 0 | 0 | 0 | 0 | 0 | -2417.6254 |  | 0 | 0 | 0 | 0 | 0 | 0 | 0 | 0 | 0 | 0 | 0 | 0 | 0 | 0 | 0 | 0 | 0 | 0 | 0 | 0 |  | 2347.3541 | 70.2713 | 2417.6254 |  | 0 |  |  | 1326.9691 | 0 | 0 | 0 | 0 | 0 | 0 | 0 | 0 | 0 | 0 | 0 | 0 | 0 | 0 | 0 | 0 | 0 | 0 | 0 | 0 | 0 | 0 | 0 | 0 | 0 | 0 | 0 | 0 | 0 | 0 | 0 | 0 | 0 | 0 | 0 | 0 | 0 | 0 | 0 | 0 | 0 | 0 | 0 | 1326.9691
| I | Hydrocarbon fuel power generation |  | 0 | 0 | 0 | 0 | 0 | 0 | 0 | 0 | 0 | 0 | 0 | 0 |  | 0 | 2372.7924 | -6382.2881 | 0 | -217.6579 | 0 | 0 | 0 | 0 | 0 | 0 | 0 | 0 | 0 | 0 | 0 | 0 | 0 | -4227.1537 |  | 0 | 0 | 0 | 0 | 0 | 0 | 0 | 0 | 0 | 0 | 0 | 0 | 0 | 0 | 0 | 0 | 0 | 0 | 0 | 0 |  | 4082.3167 | 144.837 | 4227.1537 |  | 0 |  |  | 2251.6991 | 0 | 0 | 0 | 0 | 0 | 0 | 0 | 0 | 0 | 0 | 0 | 0 | 0 | 0 | 0 | 0 | 0 | 0 | 0 | 0 | 0 | 0 | 0 | 0 | 0 | 0 | 0 | 0 | 0 | 0 | 0 | 0 | 0 | 0 | 0 | 0 | 0 | 0 | 0 | 0 | 0 | 0 | 0 | 2251.6991
| Subtotal.Supply | Total supply |  | 0 | 0 | 0 | 0 | 0 | 0 | 0 | 0 | 0 | 0 | 0 | 0 |  | 0 | 2786.7334 | -5491.9392 | 11.1746 | -204.2314 | 3874.5049 | 404.6927 | 586.5732 | 0 | 0 | 0 | 0 | 0 | 0 | 0 | 0 | 0.46218 | 0 | 1967.9703 |  | -3874.5049 | -404.6927 | -586.5732 | 0 | 0 | 0 | 0 | 0 | 0 | -193.5533 | -48.893 | -84.3358 | 0 | 0 | 0 | -199.5643 | 0 | -0.41827 | -969.9978 | -6362.5333 |  | 4249.7259 | 144.837 | 4394.5629 |  | 0 |  |  | 2251.6991 | 0 | 0 | 0 | 0 | 0 | 0 | 0 | 0 | 0 | 0 | 0 | 0 | 0 | 0 | 0 | 0 | 0 | 0 | 0 | 0 | 0 | 0 | 0 | 0 | 0 | 0 | 0 | 0 | 0 | 0 | 0 | 0 | 0 | 0 | 0 | 0 | 0 | 0 | 0 | 0 | 0 | 0 | 0 | 2251.6991
0
| Distribution, storage, and balancing | [60 empty] | 0
0
| VII.a | Electricity imports |  | 0 | 0 | 0 | 0 | 0 | 0 |  | 0 | 0 | 0 | 0 | 0 |  | 0 | 31 | 0 | 0 | 0 | 0 | 0 | 0 | 0 | 0 | 0 | 0 | 0 | 0 | 0 | 0 | 0 | 0 | 31 |  | 0 | 0 | 0 | 0 | -31 | 0 | 0 | 0 | 0 | 0 | 0 | 0 | 0 | 0 | 0 | 0 | 0 | 0 | 0 | -31 |  | 0 | 0 | 0 |  | 0 |  |  | 0 | 0 | 0 | 0 | 0 | 0 | 0 | 0 | 0 | 0 | 0 | 0 | 0 | 0 | 0 | 0 | 0 | 0 | 0 | 0 | 0 | 0 | 0 | 0 | 0 | 0 | 0 | 0 | 0 | 0 | 0 | 0 | 0 | 0 | 0 | 0 | 0 | 0 | 0 | 0 | 0 | 0 | 0 | 0
| Subtotal.VII.b | Total electricity supply (demand) prior to generation | [14 empty] | -2266.0212 | 444.941 | [43 empty] | 0
| VII.b | T&D Losses |  | 0 | 0 | 0 | 0 | 0 | 0 |  | 0 | 0 | 0 | 0 | 0 |  | 0 | -551.7122 | 0 | 0 | 0 | 0 | 0 | 0 | 0 | 0 | 0 | 0 | 0 | 0 | 0 | 0 | 0 | 0 | -551.7122 |  | 0 | 0 | 0 | 0 | 0 | 0 | 0 | 0 | 0 | 0 | 0 | 0 | 0 | 0 | 0 | 0 | 0 | 0 | 0 | 0 |  | 0 | 551.7122 | 551.7122 |  | 0 |  |  | 0 | 0 | 0 | 0 | 0 | 0 | 0 | 0 | 0 | 0 | 0 | 0 | 0 | 0 | 0 | 0 | 0 | 0 | 0 | 0 | 0 | 0 | 0 | 0 | 0 | 0 | 0 | 0 | 0 | 0 | 0 | 0 | 0 | 0 | 0 | 0 | 0 | 0 | 0 | 0 | 0 | 0 | 0 | 0
| VII.c | Storage, demand shifting |  | 0 | 0 | 0 | 0 | 0 | 0 |  | 0 | 0 | 0 | 0 | 0 |  | 0 | 0 | 0 | 0 | 0 | 0 | 0 | 0 | 0 | 0 | 0 | 0 | 0 | 0 | 0 | 0 | 0 | 0 | 0 |  | 0 | 0 | 0 | 0 | 0 | 0 | 0 | 0 | 0 | 0 | 0 | 0 | 0 | 0 | 0 | 0 | 0 | 0 | 0 | 0 |  | 0 | 0 | 0 |  | 0 |  |  | 0 | 0 | 0 | 0 | 0 | 0 | 0 | 0 | 0 | 0 | 0 | 0 | 0 | 0 | 0 | 0 | 0 | 0 | 0 | 0 | 0 | 0 | 0 | 0 | 0 | 0 | 0 | 0 | 0 | 0 | 0 | 0 | 0 | 0 | 0 | 0 | 0 | 0 | 0 | 0 | 0 | 0 | 0 | 0
| VII | Electricity distribution, storage, and balancing |  | 0 | 0 | 0 | 0 | 0 | 0 |  | 0 | 0 | 0 | 0 | 0 |  | 0 | -520.7122 | 0 | 0 | 0 | 0 | 0 | 0 | 0 | 0 | 0 | 0 | 0 | 0 | 0 | 0 | 0 | 0 | -520.7122 |  | 0 | 0 | 0 | 0 | -31 | 0 | 0 | 0 | 0 | 0 | 0 | 0 | 0 | 0 | 0 | 0 | 0 | 0 | 0 | -31 |  | 0 | 551.7122 | 551.7122 |  | 0 |  |  | 0 | 0 | 0 | 0 | 0 | 0 | 0 | 0 | 0 | 0 | 0 | 0 | 0 | 0 | 0 | 0 | 0 | 0 | 0 | 0 | 0 | 0 | 0 | 0 | 0 | 0 | 0 | 0 | 0 | 0 | 0 | 0 | 0 | 0 | 0 | 0 | 0 | 0 | 0 | 0 | 0 | 0 | 0 | 0 | 0
[62 empty] | 0 | [46 empty] | 0
| Subtotal.V.a | Total supply / (demand) to this point | [16 empty] | -9254.0874 | -4263.8547 | -1095.8033 | [5 empty] | 0 | 0 | 0 | 0 | 0 | 0 | [76 empty] | 0
| Subtotal.XVII.a | Requested hydrocarbons | [14 empty] | -2266.0212 | 2266.0212 | -9254.0874 | -4263.8547 | -1095.8033 | [87 empty] | 0
| XVII.a | Fossil Fuel Transfer |  | 0 | 0 | 0 | 0 | 0 | 0 |  | 0 | 0 | 0 | 0 | 0 |  | 0 | 0 | 9254.0874 | 4263.8547 | 1095.8033 | -9254.0874 | -4562.3245 | -1260.1738 | 0 | 0 | 0 | 0 | 0 | 0 | 0 | 0 | 0 | 0 | -462.8403 |  | 0 | 0 | 0 | 0 | 0 | 0 | 0 | 0 | 0 | 0 | 0 | 0 | 0 | 0 | 0 | 0 | 0 | 0 | 0 | 0 |  | 0 | 462.8403 | 462.8403 |  | 0 |  |  | 0 | 0 | 0 | 0 | 0 | 0 | 0 | 0 | 0 | 0 | 0 | 0 | 0 | 0 | 0 | 0 | 0 | 0 | 0 | 0 | 0 | 0 | 0 | 0 | 0 | 0 | 0 | 0 | 0 | 0 | 0 | 0 | 0 | 0 | 0 | 0 | 0 | 0 | 0 | 0 | 0 | 0 | 0 | 0 | 0
* | XVII.b | Fossil fuel Imports | [12 empty] | 0 |  |  | -4.5475e-13 |  |  |  | 5379.5825 | 4157.6318 | 673.6005 | [10 empty] | 10210.8148 | [5 empty] | 4.5475e-13 | 0 | -5379.5825 | -4157.6318 | -673.6005 | [10 empty] | -10210.8148 |  |  |  | 0 |  | 0 |  |  | 0 | 0 | 0 | 0 | 0 | 0 | 0 | 0 | 0 | 0 | 0 | 0 | 0 | 0 | 0 | 0 | 0 | 0 | 0 | 0 | 0 | 0 | 0 | 0 | 0 | 0 | 0 | 0 | 0 | 0 | 0 | 0 | 0 | 0 | 0 | 0 | 0 | 0 | 0 | 0 | 0 | 0 | 0 | 0 | 0
* | XVII | Transfer |  | 0 | 0 | 0 | 0 | 0 | 0 |  | 0 | 0 | 0 | 0 | 0 |  | 0 | -4.5475e-13 | 9254.0874 | 4263.8547 | 1095.8033 | -3874.5049 | -404.6927 | -586.5732 | 0 | 0 | 0 | 0 | 0 | 0 | 0 | 0 | 0 | 0 | 9747.9744 |  | 0 | 0 | 0 | 0 | 4.5475e-13 | 0 | -5379.5825 | -4157.6318 | -673.6005 | 0 | 0 | 0 | 0 | 0 | 0 | 0 | 0 | 0 | 0 | -10210.8148 |  | 0 | 462.8403 | 462.8403 |  | 1.9327e-12 |  |  | 0 | 0 | 0 | 0 | 0 | 0 | 0 | 0 | 0 | 0 | 0 | 0 | 0 | 0 | 0 | 0 | 0 | 0 | 0 | 0 | 0 | 0 | 0 | 0 | 0 | 0 | 0 | 0 | 0 | 0 | 0 | 0 | 0 | 0 | 0 | 0 | 0 | 0 | 0 | 0 | 0 | 0 | 0 | 0 | 0
| Subtotal.Balancing | Total Dist'n, storage, and balancing |  | 0 | 0 | 0 | 0 | 0 | 0 | 0 | 0 | 0 | 0 | 0 | 0 |  | 0 | -520.7122 | 9254.0874 | 4263.8547 | 1095.8033 | -3874.5049 | -404.6927 | -586.5732 | 0 | 0 | 0 | 0 | 0 | 0 | 0 | 0 | 0 | 0 | 9227.2622 |  | 0 | 0 | 0 | 0 | -31 | 0 | -5379.5825 | -4157.6318 | -673.6005 | 0 | 0 | 0 | 0 | 0 | 0 | 0 | 0 | 0 | 0 | -10241.8148 |  | 0 | 1014.5525 | 1014.5525 |  | 2.16e-12 |  |  | 0 | 0 | 0 | 0 | 0 | 0 | 0 | 0 | 0 | 0 | 0 | 0 | 0 | 0 | 0 | 0 | 0 | 0 | 0 | 0 | 0 | 0 | 0 | 0 | 0 | 0 | 0 | 0 | 0 | 0 | 0 | 0 | 0 | 0 | 0 | 0 | 0 | 0 | 0 | 0 | 0 | 0 | 0 | 0 | 0
0
0
| Net balance |  |  | 765.5111 | 315.4211 | 5520.882 | 2376.5282 | 78.303 | 88.3172 | -0.11024 | 591.385 | 91.8217 | 1156.4277 | 210.7458 | 11195.2326 |  | -2266.0212 | 2266.0212 | 0 | 0 | 0 | 0 | 0 | 0 | 0 | 0 | 0 | 0 | 0 | 0 | 0 | 0 | 0 | 0 | 0 |  | -3874.5049 | -404.6927 | -586.5732 | 0 | -31 | 0 | -5379.5825 | -4157.6318 | -673.6005 | -193.5533 | -48.893 | -84.3358 | 0 | 0 | 0 | -199.5643 | 0 | -0.41827 | -969.9978 | -16604.348 |  | 4249.7259 | 1159.3895 | 5409.1154 |  | 0 |  |  | 4334.5444 | 0 | 0 | 0 | 0 | 0 | 0 | 0 | 0 | 0 | 0 | 0 | 0 | 0 | 0 | 0 | 0 | 0 | 0 | 0 | 0 | 0 | 0 | 0 | 0 | 0 | 0 | 0 | 0 | 0 | 0 | 0 | 0 | 0 | 0 | 0 | 0 | 0 | 0 | 0 | 0 | 0 | 0 | 0 | 4334.5444
[108 empty] | Used in electricity | 2251.6991
* | Computed within this worksheet | [106 empty] | Matching electricity | 2266.0212
[108 empty] | emissions factor | 0.99368

## 2032
2032
|  |  | TWh | Uses | [12 empty] | Secondary sources | [19 empty] | Primary Sources | [20 empty] | Adjustments | [6 empty] | Emissions (Mt CO2e)
|  |  |  | Domestic Lighting & appliances | Commercial Lighting & Appliances | Industry | Road transport | Rail transport | Domestic aviation | Green Building Design & Envelope Savings | Pumps& Tractors | Telecom Sector Energy Demand | Domestic Cooking Energy Demand | Commercial Cooking Energy Demand | Total uses |  | Electricity (delivered to end user) | Electricity (supplied to grid) | Solid hydrocarbons | Liquid hydrocarbons | Gaseous hydrocarbons | Coal indigenous production | Oil and petroleum products | Natural gas | Solid Biomass Hydrocarbons | Gaseous Biomass Hydrocarbons | Edible biomass | Energy crops (second generation) | Energy crops (first generation) | Dry biomass and waste | Wet biomass and waste | Gaseous waste | Off Grid Renewables | H2 | Total secondary sources |  | Coal reserves | Oil reserves | Gas reserves | Biomass oversupply (imports) | Electricity oversupply (imports) | Petroleum products oversupply | Coal oversupply (imports) | Oil and petroleum products oversupply (imports) | Gas oversupply (imports) | Nuclear fission | Solar | Wind | Tidal | Wave | Geothermal | Hydro | Environmental heat | Agriculture | Waste | Total primary sources |  | Conversion losses | Distribution losses and own use | Total adjust. |  | Unallocated |  |  | Fuel Combustion |  |  |  | Fugitive Emissions from Fuels |  |  |  | Industrial Processes |  |  |  | Solvent and Other Product Use |  |  |  | Agriculture |  |  |  | Land Use, Land-Use Change and Forestry |  |  |  | Waste |  |  |  | Other |  |  |  | International Aviation and Shipping |  |  |  | Bioenergy credit |  |  |  | Carbon capture |  |  |  | Total
|  | Sector |  | L.01 | L.02 | I.01 | T.01 | T.02 | T.03 | S.01 | D.01 | G.01 | M.01 | M.02 |  |  | V.01 | V.02 | V.03 | V.04 | V.05 | C.01 | C.02 | C.03 | V.06 | V.07 | V.08 | V.13 | V.14 | V.09 | V.10 | V.15 | V.11 | V.12 |  |  | Q.01 | Q.02 | Q.03 | Y.01 | Y.02 | Y.03 | Y.04 | Y.05 | Y.06 | N.01 | R.01 | R.02 | R.03 | R.04 | R.05 | R.06 | R.07 | A.01 | W.01 |  |  | X.01 | X.02 |  |  | Z.01 |  |  | 1A | 1A | 1A | 1A | 1B | 1B | 1B | 1B | 2 | 2 | 2 | 2 | 3 | 3 | 3 | 3 | 4 | 4 | 4 | 4 | 5 | 5 | 5 | 5 | 6 | 6 | 6 | 6 | 7 | 7 | 7 | 7 | X1 | X1 | X1 | X1 | X2 | X2 | X2 | X2 | X3 | X3 | X3 | X3
[65 empty] | CO2 | CH4 | N2O | F | CO2 | CH4 | N2O | F | CO2 | CH4 | N2O | F | CO2 | CH4 | N2O | F | CO2 | CH4 | N2O | F | CO2 | CH4 | N2O | F | CO2 | CH4 | N2O | F | CO2 | CH4 | N2O | F | CO2 | CH4 | N2O | F | CO2 | CH4 | N2O | F | CO2 | CH4 | N2O | F
Consumption
| IX | Buildings
| X.a | Domestic Lighting & Appliances |  | 1159.8319 | 0 | 0 | 0 | 0 | 0 | 0 | 0 | 0 | 0 | 0 | 1159.8319 |  | -1157.912 | 0 | 0 | -1.9198 | 0 | 0 | 0 | 0 | 0 | 0 | 0 | 0 | 0 | 0 | 0 | 0 | 0 | 0 | -1159.8319 |  | 0 | 0 | 0 | 0 | 0 | 0 | 0 | 0 | 0 | 0 | 0 | 0 | 0 | 0 | 0 | 0 | 0 | 0 | 0 | 0 |  | 0 | 0 | 0 |  | 0 |  |  | 0.51207 | 0 | 0 | 0 | 0 | 0 | 0 | 0 | 0 | 0 | 0 | 0 | 0 | 0 | 0 | 0 | 0 | 0 | 0 | 0 | 0 | 0 | 0 | 0 | 0 | 0 | 0 | 0 | 0 | 0 | 0 | 0 | 0 | 0 | 0 | 0 | 0 | 0 | 0 | 0 | 0 | 0 | 0 | 0 | 0.51207
| X.b | Commercial Lighting & Appliances |  | 0 | 521.4862 | 0 | 0 | 0 | 0 | -0.20356 | 0 | 0 | 0 | 0 | 521.2826 |  | -521.2826 | 0 | 0 | 0 | 0 | 0 | 0 | 0 | 0 | 0 | 0 | 0 | 0 | 0 | 0 | 0 | 0 | 0 | -521.2826 |  | 0 | 0 | 0 | 0 | 0 | 0 | 0 | 0 | 0 | 0 | 0 | 0 | 0 | 0 | 0 | 0 | 0 | 0 | 0 | 0 |  | 0 | 0 | 0 |  | 0 |  |  | 0 | 0 | 0 | 0 | 0 | 0 | 0 | 0 | 0 | 0 | 0 | 0 | 0 | 0 | 0 | 0 | 0 | 0 | 0 | 0 | 0 | 0 | 0 | 0 | 0 | 0 | 0 | 0 | 0 | 0 | 0 | 0 | 0 | 0 | 0 | 0 | 0 | 0 | 0 | 0 | 0 | 0 | 0 | 0 | 0
| X | Lighting and appliances |  | 1159.8319 | 521.4862 | 0 | 0 | 0 | 0 | -0.20356 | 0 | 0 | 0 | 0 | 1681.1145 |  | -1679.1947 | 0 | 0 | -1.9198 | 0 | 0 | 0 | 0 | 0 | 0 | 0 | 0 | 0 | 0 | 0 | 0 | 0 | 0 | -1681.1145 |  | 0 | 0 | 0 | 0 | 0 | 0 | 0 | 0 | 0 | 0 | 0 | 0 | 0 | 0 | 0 | 0 | 0 | 0 | 0 | 0 |  | 0 | 0 | 0 |  | 2.2737e-13 |  |  | 0.51207 | 0 | 0 | 0 | 0 | 0 | 0 | 0 | 0 | 0 | 0 | 0 | 0 | 0 | 0 | 0 | 0 | 0 | 0 | 0 | 0 | 0 | 0 | 0 | 0 | 0 | 0 | 0 | 0 | 0 | 0 | 0 | 0 | 0 | 0 | 0 | 0 | 0 | 0 | 0 | 0 | 0 | 0 | 0 | 0.51207
| XI | Industry |  | 0 | 0 | 6883.4692 | 0 | 0 | 0 | 0 | 0 | 0 | 0 | 0 | 6883.4692 |  | -966.1785 | 0 | -3663.8496 | -1416.6218 | -836.8193 | 0 | 0 | 0 | 0 | 0 | 0 | 0 | 0 | 0 | 0 | 0 | 0 | 0 | -6883.4692 |  | 0 | 0 | 0 | 0 | 0 | 0 | 0 | 0 | 0 | 0 | 0 | 0 | 0 | 0 | 0 | 0 | 0 | 0 | 0 | 0 |  | 0 | 0 | 0 |  | -9.0949e-13 |  |  | 1662.1429 | 0 | 0 | 0 | 0 | 0 | 0 | 0 | 0 | 0 | 0 | 0 | 0 | 0 | 0 | 0 | 0 | 0 | 0 | 0 | 0 | 0 | 0 | 0 | 0 | 0 | 0 | 0 | 0 | 0 | 0 | 0 | 0 | 0 | 0 | 0 | 0 | 0 | 0 | 0 | 0 | 0 | 0 | 0 | 1662.1429
| XI | Industry |  | 0 | 0 | 6883.4692 | 0 | 0 | 0 | 0 | 0 | 0 | 0 | 0 | 6883.4692 |  | -966.1785 | 0 | -3663.8496 | -1416.6218 | -836.8193 | 0 | 0 | 0 | 0 | 0 | 0 | 0 | 0 | 0 | 0 | 0 | 0 | 0 | -6883.4692 |  | 0 | 0 | 0 | 0 | 0 | 0 | 0 | 0 | 0 | 0 | 0 | 0 | 0 | 0 | 0 | 0 | 0 | 0 | 0 | 0 |  | 0 | 0 | 0 |  | -9.0949e-13 |  |  | 1662.1429 | 0 | 0 | 0 | 0 | 0 | 0 | 0 | 0 | 0 | 0 | 0 | 0 | 0 | 0 | 0 | 0 | 0 | 0 | 0 | 0 | 0 | 0 | 0 | 0 | 0 | 0 | 0 | 0 | 0 | 0 | 0 | 0 | 0 | 0 | 0 | 0 | 0 | 0 | 0 | 0 | 0 | 0 | 0 | 1662.1429
| XII.a | Domestic passenger transport |  | 0 | 0 | 0 | 1819.4977 | 30.4822 | 119.0514 | 0 | 0 | 0 | 0 | 0 | 1969.0313 |  | -17.978 | 0 | 0 | -1870.2261 | -80.8273 | 0 | 0 | 0 | 0 | 0 | 0 | 0 | 0 | 0 | 0 | 0 | 0 | 0 | -1969.0313 |  | 0 | 0 | 0 | 0 | 0 | 0 | 0 | 0 | 0 | 0 | 0 | 0 | 0 | 0 | 0 | 0 | 0 | 0 | 0 | 0 |  | 0 | 0 | 0 |  | 2.2737e-13 |  |  | 514.9145 | 0 | 0 | 0 | 0 | 0 | 0 | 0 | 0 | 0 | 0 | 0 | 0 | 0 | 0 | 0 | 0 | 0 | 0 | 0 | 0 | 0 | 0 | 0 | 0 | 0 | 0 | 0 | 0 | 0 | 0 | 0 | 0 | 0 | 0 | 0 | 0 | 0 | 0 | 0 | 0 | 0 | 0 | 0 | 514.9145
| XII.b | Domestic freight |  | 0 | 0 | 0 | 1368.4776 | 63.2028 | 5.6982 | 0 | 0 | 0 | 0 | 0 | 1437.3785 |  | -22.8926 | 0 | 0 | -1414.4859 | 0 | 0 | 0 | 0 | 0 | 0 | 0 | 0 | 0 | 0 | 0 | 0 | 0 | 0 | -1437.3785 |  | 0 | 0 | 0 | 0 | 0 | 0 | 0 | 0 | 0 | 0 | 0 | 0 | 0 | 0 | 0 | 0 | 0 | 0 | 0 | 0 |  | 0 | 0 | 0 |  | 0 |  |  | 377.2773 | 0 | 0 | 0 | 0 | 0 | 0 | 0 | 0 | 0 | 0 | 0 | 0 | 0 | 0 | 0 | 0 | 0 | 0 | 0 | 0 | 0 | 0 | 0 | 0 | 0 | 0 | 0 | 0 | 0 | 0 | 0 | 0 | 0 | 0 | 0 | 0 | 0 | 0 | 0 | 0 | 0 | 0 | 0 | 377.2773
| XII | Transport |  | 0 | 0 | 0 | 3187.9753 | 93.685 | 124.7496 | 0 | 0 | 0 | 0 | 0 | 3406.4098 |  | -40.8706 | 0 | 0 | -3284.712 | -80.8273 | 0 | 0 | 0 | 0 | 0 | 0 | 0 | 0 | 0 | 0 | 0 | 0 | 0 | -3406.4098 |  | 0 | 0 | 0 | 0 | 0 | 0 | 0 | 0 | 0 | 0 | 0 | 0 | 0 | 0 | 0 | 0 | 0 | 0 | 0 | 0 |  | 0 | 0 | 0 |  | 4.5475e-13 |  |  | 892.1918 | 0 | 0 | 0 | 0 | 0 | 0 | 0 | 0 | 0 | 0 | 0 | 0 | 0 | 0 | 0 | 0 | 0 | 0 | 0 | 0 | 0 | 0 | 0 | 0 | 0 | 0 | 0 | 0 | 0 | 0 | 0 | 0 | 0 | 0 | 0 | 0 | 0 | 0 | 0 | 0 | 0 | 0 | 0 | 892.1918
| XIII.a | Domestic Cooking |  | 0 | 0 | 0 | 0 | 0 | 0 | 0 | 0 | 0 | 1145.5432 | 0 | 1145.5432 |  | -10.9243 | 0 | -905.639 | -145.6225 | -83.3573 | 0 | 0 | 0 | 0 | 0 | 0 | 0 | 0 | 0 | 0 | 0 | 0 | 0 | -1145.5432 |  | 0 | 0 | 0 | 0 | 0 | 0 | 0 | 0 | 0 | 0 | 0 | 0 | 0 | 0 | 0 | 0 | 0 | 0 | 0 | 0 |  | 0 | 0 | 0 |  | 0 |  |  | 118.2938 | 0 | 0 | 0 | 0 | 0 | 0 | 0 | 0 | 0 | 0 | 0 | 0 | 0 | 0 | 0 | 0 | 0 | 0 | 0 | 0 | 0 | 0 | 0 | 0 | 0 | 0 | 0 | 0 | 0 | 0 | 0 | 0 | 0 | 0 | 0 | 0 | 0 | 0 | 0 | 0 | 0 | 0 | 0 | 118.2938
| XIII.b | Commercial Cooking |  | 0 | 0 | 0 | 0 | 0 | 0 | 0 | 0 | 0 | 0 | 308.3434 | 308.3434 |  | 0 | 0 | 0 | -232.5214 | -75.822 | 0 | 0 | 0 | 0 | 0 | 0 | 0 | 0 | 0 | 0 | 0 | 0 | 0 | -308.3434 |  | 0 | 0 | 0 | 0 | 0 | 0 | 0 | 0 | 0 | 0 | 0 | 0 | 0 | 0 | 0 | 0 | 0 | 0 | 0 | 0 |  | 0 | 0 | 0 |  | 0 |  |  | 77.1036 | 0 | 0 | 0 | 0 | 0 | 0 | 0 | 0 | 0 | 0 | 0 | 0 | 0 | 0 | 0 | 0 | 0 | 0 | 0 | 0 | 0 | 0 | 0 | 0 | 0 | 0 | 0 | 0 | 0 | 0 | 0 | 0 | 0 | 0 | 0 | 0 | 0 | 0 | 0 | 0 | 0 | 0 | 0 | 77.1036
| XIII | Cooking |  | 0 | 0 | 0 | 0 | 0 | 0 | 0 | 0 | 0 | 1145.5432 | 308.3434 | 1453.8866 |  | -10.9243 | 0 | -905.639 | -378.1439 | -159.1793 | 0 | 0 | 0 | 0 | 0 | 0 | 0 | 0 | 0 | 0 | 0 | 0 | 0 | -1453.8866 |  | 0 | 0 | 0 | 0 | 0 | 0 | 0 | 0 | 0 | 0 | 0 | 0 | 0 | 0 | 0 | 0 | 0 | 0 | 0 | 0 |  | 0 | 0 | 0 |  | 0 |  |  | 195.3974 | 0 | 0 | 0 | 0 | 0 | 0 | 0 | 0 | 0 | 0 | 0 | 0 | 0 | 0 | 0 | 0 | 0 | 0 | 0 | 0 | 0 | 0 | 0 | 0 | 0 | 0 | 0 | 0 | 0 | 0 | 0 | 0 | 0 | 0 | 0 | 0 | 0 | 0 | 0 | 0 | 0 | 0 | 0 | 195.3974
| XIV | Agriculture |  | 0 | 0 | 0 | 0 | 0 | 0 | 0 | 750.1024 | 0 | 0 | 0 | 750.1024 |  | -428.7781 | 0 | 0 | -321.3243 | 0 | 0 | 0 | 0 | 0 | 0 | 0 | 0 | 0 | 0 | 0 | 0 | 0 | 0 | -750.1024 |  | 0 | 0 | 0 | 0 | 0 | 0 | 0 | 0 | 0 | 0 | 0 | 0 | 0 | 0 | 0 | 0 | 0 | 0 | 0 | 0 |  | 0 | 0 | 0 |  | 0 |  |  | 85.7049 | 0 | 0 | 0 | 0 | 0 | 0 | 0 | 0 | 0 | 0 | 0 | 0 | 0 | 0 | 0 | 0 | 0 | 0 | 0 | 0 | 0 | 0 | 0 | 0 | 0 | 0 | 0 | 0 | 0 | 0 | 0 | 0 | 0 | 0 | 0 | 0 | 0 | 0 | 0 | 0 | 0 | 0 | 0 | 85.7049
| XVI | Telecom |  | 0 | 0 | 0 | 0 | 0 | 0 | 0 | 0 | 113.343 | 0 | 0 | 113.343 |  | -30.5503 | 0 | 0 | -82.2586 | 0 | 0 | 0 | 0 | 0 | 0 | 0 | 0 | 0 | 0 | 0 | 0 | -0.53416 | 0 | -113.343 |  | 0 | 0 | 0 | 0 | 0 | 0 | 0 | 0 | 0 | 0 | 0 | 0 | 0 | 0 | 0 | 0 | 0 | 0 | 0 | 0 |  | 0 | 0 | 0 |  | 0 |  |  | 21.9403 | 0 | 0 | 0 | 0 | 0 | 0 | 0 | 0 | 0 | 0 | 0 | 0 | 0 | 0 | 0 | 0 | 0 | 0 | 0 | 0 | 0 | 0 | 0 | 0 | 0 | 0 | 0 | 0 | 0 | 0 | 0 | 0 | 0 | 0 | 0 | 0 | 0 | 0 | 0 | 0 | 0 | 0 | 0 | 21.9403
| Subtotal.Consumption | Total consumption |  | 1159.8319 | 521.4862 | 6883.4692 | 3187.9753 | 93.685 | 124.7496 | -0.20356 | 750.1024 | 113.343 | 1145.5432 | 308.3434 | 14288.3256 |  | -3156.4965 | 0 | -4569.4887 | -5484.9805 | -1076.8259 | 0 | 0 | 0 | 0 | 0 | 0 | 0 | 0 | 0 | 0 | 0 | -0.53416 | 0 | -14288.3256 |  | 0 | 0 | 0 | 0 | 0 | 0 | 0 | 0 | 0 | 0 | 0 | 0 | 0 | 0 | 0 | 0 | 0 | 0 | 0 | 0 |  | 0 | 0 | 0 |  | -1.819e-12 |  |  | 2835.9491 | 0 | 0 | 0 | 0 | 0 | 0 | 0 | 0 | 0 | 0 | 0 | 0 | 0 | 0 | 0 | 0 | 0 | 0 | 0 | 0 | 0 | 0 | 0 | 0 | 0 | 0 | 0 | 0 | 0 | 0 | 0 | 0 | 0 | 0 | 0 | 0 | 0 | 0 | 0 | 0 | 0 | 0 | 0 | 2835.9491
[60 empty] | 0 |  | 0
| Supply | [58 empty] | 0 |  | 0
| v.a | Biomass Based Electricity& Biogas |  | 0 | 0 | 0 | 0 | 0 | 0 | 0 | 0 | 0 | 0 | 0 | 0 |  | 0 | 15.2402 | -60.9609 | 0 | 14.4667 | 0 | 0 | 0 | 0 | 0 | 0 | 0 | 0 | 0 | -14.4667 | 0 | 0 | 0 | -45.7207 |  | 0 | 0 | 0 | 0 | 0 | 0 | 0 | 0 | 0 | 0 | 0 | 0 | 0 | 0 | 0 | 0 | 0 | 0 | 0 | 0 |  | 45.7207 | 0 | 45.7207 |  | 0 |  |  | 21.1593 | 0 | 0 | 0 | 0 | 0 | 0 | 0 | 0 | 0 | 0 | 0 | 0 | 0 | 0 | 0 | 0 | 0 | 0 | 0 | 0 | 0 | 0 | 0 | 0 | 0 | 0 | 0 | 0 | 0 | 0 | 0 | 0 | 0 | 0 | 0 | -2.8781 | 0 | 0 | 0 | 0 | 0 | 0 | 0 | 18.2812
| V.b | First & Second Generation Bio Fuels |  | 0 | 0 | 0 | 0 | 0 | 0 | 0 | 0 | 0 | 0 | 0 | 0 |  | 0 | 0 | 0 | 16.858 | 0 | 0 | 0 | 0 | 0 | 0 | 0 | 0 | -0.51589 | -16.1894 | -0.15275 | 0 | 0 | 0 | -1.7208e-15 |  | 0 | 0 | 0 | 0 | 0 | 0 | 0 | 0 | 0 | 0 | 0 | 0 | 0 | 0 | 0 | 0 | 0 | 0 | 0 | 0 |  | 0 | 0 | 0 |  | -1.7208e-15 |  |  | 0 | 0 | 0 | 0 | 0 | 0 | 0 | 0 | 0 | 0 | 0 | 0 | 0 | 0 | 0 | 0 | 0 | 0 | 0 | 0 | 0 | 0 | 0 | 0 | 0 | 0 | 0 | 0 | 0 | 0 | 0 | 0 | 0 | 0 | 0 | 0 | -4.4964 | 0 | 0 | 0 | 0 | 0 | 0 | 0 | -4.4964
| V.c | Advanced Bio Fuels |  | 0 | 0 | 0 | 0 | 0 | 0 | 0 | 0 | 0 | 0 | 0 | 0 |  | 0 | 0 | 0 | 0 | 0 | 0 | 0 | 0 | 0 | 0 | 0 | 0 | 0 | 0 | 0.15275 | 0 | 0 | 0 | 0.15275 |  | 0 | 0 | 0 | 0 | 0 | 0 | 0 | 0 | 0 | 0 | 0 | 0 | 0 | 0 | 0 | 0 | 0 | 0 | -0.15275 | -0.15275 |  | 0 | 0 | 0 |  | 0 |  |  | 0 | 0 | 0 | 0 | 0 | 0 | 0 | 0 | 0 | 0 | 0 | 0 | 0 | 0 | 0 | 0 | 0 | 0 | 0 | 0 | 0 | 0 | 0 | 0 | 0 | 0 | 0 | 0 | 0 | 0 | 0 | 0 | 0 | 0 | 0 | 0 | 0 | 0 | 0 | 0 | 0 | 0 | 0 | 0 | 0
| V.d | Bio-feedstock prodctn & bio-conversion |  | 0 | 0 | 0 | 0 | 0 | 0 | 0 | 0 | 0 | 0 | 0 | 0 |  | 0 | 0 | 0 | 0 | 0 | 0 | 0 | 0 | 0 | 0 | 0 | 0 | 0.51589 | 961.2203 | 14.4667 | 0 | 0 | 0 | 976.2029 |  | 0 | 0 | 0 | 0 | 0 | 0 | 0 | 0 | 0 | 0 | 0 | 0 | 0 | 0 | 0 | 0 | 0 | -0.51589 | -975.687 | -976.2029 |  | 0 | 0 | 0 |  | 0 |  |  | 0 | 0 | 0 | 0 | 0 | 0 | 0 | 0 | 0 | 0 | 0 | 0 | 0 | 0 | 0 | 0 | 0 | 0 | 0 | 0 | 0 | 0 | 0 | 0 | 0 | 0 | 0 | 0 | 0 | 0 | 0 | 0 | 0 | 0 | 0 | 0 | -21.1593 | 0 | 0 | 0 | 0 | 0 | 0 | 0 | -21.1593
| V.e | Fuel For Cooking |  | 0 | 0 | 0 | 0 | 0 | 0 | 0 | 0 | 0 | 0 | 0 | 0 |  | 0 | 0 | 945.0309 | 0 | 0 | 0 | 0 | 0 | 0 | 0 | 0 | 0 | 0 | -945.0309 | 0 | 0 | 0 | 0 | 0 |  | 0 | 0 | 0 | 0 | 0 | 0 | 0 | 0 | 0 | 0 | 0 | 0 | 0 | 0 | 0 | 0 | 0 | 0 | 0 | 0 |  | 0 | 0 | 0 |  | 0 |  |  | 0 | 0 | 0 | 0 | 0 | 0 | 0 | 0 | 0 | 0 | 0 | 0 | 0 | 0 | 0 | 0 | 0 | 0 | 0 | 0 | 0 | 0 | 0 | 0 | 0 | 0 | 0 | 0 | 0 | 0 | 0 | 0 | 0 | 0 | 0 | 0 | -306.8578 | 0 | 0 | 0 | 0 | 0 | 0 | 0 | -306.8578
| V | Bioenergy |  | 0 | 0 | 0 | 0 | 0 | 0 | 0 | 0 | 0 | 0 | 0 | 0 |  | 0 | 15.2402 | 884.07 | 16.858 | 14.4667 | 0 | 0 | 0 | 0 | 0 | 0 | 0 | 0 | 0 | 0 | 0 | 0 | 0 | 930.635 |  | 0 | 0 | 0 | 0 | 0 | 0 | 0 | 0 | 0 | 0 | 0 | 0 | 0 | 0 | 0 | 0 | 0 | -0.51589 | -975.8397 | -976.3556 |  | 45.7207 | 0 | 45.7207 |  | 0 |  |  | 21.1593 | 0 | 0 | 0 | 0 | 0 | 0 | 0 | 0 | 0 | 0 | 0 | 0 | 0 | 0 | 0 | 0 | 0 | 0 | 0 | 0 | 0 | 0 | 0 | 0 | 0 | 0 | 0 | 0 | 0 | 0 | 0 | 0 | 0 | 0 | 0 | -335.3917 | 0 | 0 | 0 | 0 | 0 | 0 | 0 | -314.2324
| VI.a | Waste to Electricity |  | 0 | 0 | 0 | 0 | 0 | 0 | 0 | 0 | 0 | 0 | 0 | 0 |  | 0 | 0 | 0 | 0 | 0 | 0 | 0 | 0 | 0 | 0 | 0 | 0 | 0 | 0 | 0 | 0 | 0 | 0 | 0 |  | 0 | 0 | 0 | 0 | 0 | 0 | 0 | 0 | 0 | 0 | 0 | 0 | 0 | 0 | 0 | 0 | 0 | 0 | 0 | 0 |  | 0 | 0 | 0 |  | 0 |  |  | 0 | 0 | 0 | 0 | 0 | 0 | 0 | 0 | 0 | 0 | 0 | 0 | 0 | 0 | 0 | 0 | 0 | 0 | 0 | 0 | 0 | 0 | 0 | 0 | 0 | 0 | 0 | 0 | 0 | 0 | 0 | 0 | 0 | 0 | 0 | 0 | 0 | 0 | 0 | 0 | 0 | 0 | 0 | 0 | 0
| VI | Waste |  | 0 | 0 | 0 | 0 | 0 | 0 | 0 | 0 | 0 | 0 | 0 | 0 |  | 0 | 0 | 0 | 0 | 0 | 0 | 0 | 0 | 0 | 0 | 0 | 0 | 0 | 0 | 0 | 0 | 0 | 0 | 0 |  | 0 | 0 | 0 | 0 | 0 | 0 | 0 | 0 | 0 | 0 | 0 | 0 | 0 | 0 | 0 | 0 | 0 | 0 | 0 | 0 |  | 0 | 0 | 0 |  | 0 |  |  | 0 | 0 | 0 | 0 | 0 | 0 | 0 | 0 | 0 | 0 | 0 | 0 | 0 | 0 | 0 | 0 | 0 | 0 | 0 | 0 | 0 | 0 | 0 | 0 | 0 | 0 | 0 | 0 | 0 | 0 | 0 | 0 | 0 | 0 | 0 | 0 | 0 | 0 | 0 | 0 | 0 | 0 | 0 | 0 | 0
| XV.a | Domestic Gas Production |  | 0 | 0 | 0 | 0 | 0 | 0 | 0 | 0 | 0 | 0 | 0 | 0 |  | 0 | 0 | 0 | 0 | 0 | 0 | 0 | 641.5416 | 0 | 0 | 0 | 0 | 0 | 0 | 0 | 0 | 0 | 0 | 641.5416 |  | 0 | 0 | -641.5416 | 0 | 0 | 0 | 0 | 0 | 0 | 0 | 0 | 0 | 0 | 0 | 0 | 0 | 0 | 0 | 0 | -641.5416 |  | 0 | 0 | 0 |  | 0 |  |  | 0 | 0 | 0 | 0 | 0 | 0 | 0 | 0 | 0 | 0 | 0 | 0 | 0 | 0 | 0 | 0 | 0 | 0 | 0 | 0 | 0 | 0 | 0 | 0 | 0 | 0 | 0 | 0 | 0 | 0 | 0 | 0 | 0 | 0 | 0 | 0 | 0 | 0 | 0 | 0 | 0 | 0 | 0 | 0 | 0
| XV.b | Domestic Coal Production |  | 0 | 0 | 0 | 0 | 0 | 0 | 0 | 0 | 0 | 0 | 0 | 0 |  | 0 | 0 | 0 | 0 | 0 | 3958.4825 | 0 | 0 | 0 | 0 | 0 | 0 | 0 | 0 | 0 | 0 | 0 | 0 | 3958.4825 |  | -3958.4825 | 0 | 0 | 0 | 0 | 0 | 0 | 0 | 0 | 0 | 0 | 0 | 0 | 0 | 0 | 0 | 0 | 0 | 0 | -3958.4825 |  | 0 | 0 | 0 |  | 0 |  |  | 0 | 0 | 0 | 0 | 0 | 0 | 0 | 0 | 0 | 0 | 0 | 0 | 0 | 0 | 0 | 0 | 0 | 0 | 0 | 0 | 0 | 0 | 0 | 0 | 0 | 0 | 0 | 0 | 0 | 0 | 0 | 0 | 0 | 0 | 0 | 0 | 0 | 0 | 0 | 0 | 0 | 0 | 0 | 0 | 0
| xv.c | Domestic Oil Production |  | 0 | 0 | 0 | 0 | 0 | 0 | 0 | 0 | 0 | 0 | 0 | 0 |  | 0 | 0 | 0 | 0 | 0 | 0 | 402.8364 | 0 | 0 | 0 | 0 | 0 | 0 | 0 | 0 | 0 | 0 | 0 | 402.8364 |  | 0 | -402.8364 | 0 | 0 | 0 | 0 | 0 | 0 | 0 | 0 | 0 | 0 | 0 | 0 | 0 | 0 | 0 | 0 | 0 | -402.8364 |  | 0 | 0 | 0 |  | 0 |  |  | 0 | 0 | 0 | 0 | 0 | 0 | 0 | 0 | 0 | 0 | 0 | 0 | 0 | 0 | 0 | 0 | 0 | 0 | 0 | 0 | 0 | 0 | 0 | 0 | 0 | 0 | 0 | 0 | 0 | 0 | 0 | 0 | 0 | 0 | 0 | 0 | 0 | 0 | 0 | 0 | 0 | 0 | 0 | 0 | 0
| XV | Fossil fuel production |  | 0 | 0 | 0 | 0 | 0 | 0 | 0 | 0 | 0 | 0 | 0 | 0 |  | 0 | 0 | 0 | 0 | 0 | 3958.4825 | 402.8364 | 641.5416 | 0 | 0 | 0 | 0 | 0 | 0 | 0 | 0 | 0 | 0 | 5002.8604 |  | -3958.4825 | -402.8364 | -641.5416 | 0 | 0 | 0 | 0 | 0 | 0 | 0 | 0 | 0 | 0 | 0 | 0 | 0 | 0 | 0 | 0 | -5002.8604 |  | 0 | 0 | 0 |  | 0 |  |  | 0 | 0 | 0 | 0 | 0 | 0 | 0 | 0 | 0 | 0 | 0 | 0 | 0 | 0 | 0 | 0 | 0 | 0 | 0 | 0 | 0 | 0 | 0 | 0 | 0 | 0 | 0 | 0 | 0 | 0 | 0 | 0 | 0 | 0 | 0 | 0 | 0 | 0 | 0 | 0 | 0 | 0 | 0 | 0 | 0
| III | Hydro Electric Power Generation |  | 0 | 0 | 0 | 0 | 0 | 0 | 0 | 0 | 0 | 0 | 0 | 0 |  | 0 | 171.8136 | 0 | 0 | 0 | 0 | 0 | 0 | 0 | 0 | 0 | 0 | 0 | 0 | 0 | 0 | 0 | 0 | 171.8136 |  | 0 | 0 | 0 | 0 | 0 | 0 | 0 | 0 | 0 | 0 | 0 | 0 | 0 | 0 | 0 | -171.8136 | 0 | 0 | 0 | -171.8136 |  | 0 | 0 | 0 |  | 0 | 0 | 0 | 0 | 0 | 0 | 0 | 0 | 0 | 0 | 0 | 0 | 0 | 0 | 0 | 0 | 0 | 0 | 0 | 0 | 0 | 0 | 0 | 0 | 0 | 0 | 0 | 0 | 0 | 0 | 0 | 0 | 0 | 0 | 0 | 0 | 0 | 0 | 0 | 0 | 0 | 0 | 0 | 0 | 0 | 0 | 0 | 0
| IV.a | Solar PV |  | 0 | 0 | 0 | 0 | 0 | 0 | 0 | 0 | 0 | 0 | 0 | 0 |  | 0 | 47.8234 | 0 | 0 | 0 | 0 | 0 | 0 | 0 | 0 | 0 | 0 | 0 | 0 | 0 | 0 | 0.53416 | 0 | 48.3575 |  | 0 | 0 | 0 | 0 | 0 | 0 | 0 | 0 | 0 | 0 | -48.3575 | 0 | 0 | 0 | 0 | 0 | 0 | 0 | 0 | -48.3575 |  | 0 | 0 | 0 |  | 0 | 0 | 0 | 0 | 0 | 0 | 0 | 0 | 0 | 0 | 0 | 0 | 0 | 0 | 0 | 0 | 0 | 0 | 0 | 0 | 0 | 0 | 0 | 0 | 0 | 0 | 0 | 0 | 0 | 0 | 0 | 0 | 0 | 0 | 0 | 0 | 0 | 0 | 0 | 0 | 0 | 0 | 0 | 0 | 0 | 0 | 0 | 0
| IV.b | Solar CSP |  | 0 | 0 | 0 | 0 | 0 | 0 | 0 | 0 | 0 | 0 | 0 | 0 |  | 0 | 25.7194 | 0 | 0 | 0 | 0 | 0 | 0 | 0 | 0 | 0 | 0 | 0 | 0 | 0 | 0 | 0 | 0 | 25.7194 |  | 0 | 0 | 0 | 0 | 0 | 0 | 0 | 0 | 0 | 0 | -25.7194 | 0 | 0 | 0 | 0 | 0 | 0 | 0 | 0 | -25.7194 |  | 0 | 0 | 0 |  | 0 | 0 | 0 | 0 | 0 | 0 | 0 | 0 | 0 | 0 | 0 | 0 | 0 | 0 | 0 | 0 | 0 | 0 | 0 | 0 | 0 | 0 | 0 | 0 | 0 | 0 | 0 | 0 | 0 | 0 | 0 | 0 | 0 | 0 | 0 | 0 | 0 | 0 | 0 | 0 | 0 | 0 | 0 | 0 | 0 | 0 | 0 | 0
| IV.c.1 | Onshore Wind |  | 0 | 0 | 0 | 0 | 0 | 0 | 0 | 0 | 0 | 0 | 0 | 0 | 0 | 0 | 110.8967 | 0 | 0 | 0 | 0 | 0 | 0 | 0 | 0 | 0 | 0 | 0 | 0 | 0 | 0 | 0 | 0 | 110.8967 | 0 | 0 | 0 | 0 | 0 | 0 | 0 | 0 | 0 | 0 | 0 | 0 | -110.8967 | 0 | 0 | 0 | 0 | 0 | 0 | 0 | -110.8967 | 0 | 0 | 0 | 0 | 0 | 0 | 0 | 0 | 0 | 0 | 0 | 0 | 0 | 0 | 0 | 0 | 0 | 0 | 0 | 0 | 0 | 0 | 0 | 0 | 0 | 0 | 0 | 0 | 0 | 0 | 0 | 0 | 0 | 0 | 0 | 0 | 0 | 0 | 0 | 0 | 0 | 0 | 0 | 0 | 0 | 0 | 0 | 0 | 0 | 0 | 0 | 0 | 0
| IV.c.2 | Offshore Wind |  | 0 | 0 | 0 | 0 | 0 | 0 | 0 | 0 | 0 | 0 | 0 | 0 | 0 | 0 | 4.6021 | 0 | 0 | 0 | 0 | 0 | 0 | 0 | 0 | 0 | 0 | 0 | 0 | 0 | 0 | 0 | 0 | 4.6021 | 0 | 0 | 0 | 0 | 0 | 0 | 0 | 0 | 0 | 0 | 0 | 0 | -4.6021 | 0 | 0 | 0 | 0 | 0 | 0 | 0 | -4.6021 | 0 | 0 | 0 | 0 | 0 | 0 | 0 | 0 | 0 | 0 | 0 | 0 | 0 | 0 | 0 | 0 | 0 | 0 | 0 | 0 | 0 | 0 | 0 | 0 | 0 | 0 | 0 | 0 | 0 | 0 | 0 | 0 | 0 | 0 | 0 | 0 | 0 | 0 | 0 | 0 | 0 | 0 | 0 | 0 | 0 | 0 | 0 | 0 | 0 | 0 | 0 | 0 | 0
| IV.d | Small Hydro |  | 0 | 0 | 0 | 0 | 0 | 0 | 0 | 0 | 0 | 0 | 0 | 0 |  | 0 | 31.6516 | 0 | 0 | 0 | 0 | 0 | 0 | 0 | 0 | 0 | 0 | 0 | 0 | 0 | 0 | 0 | 0 | 31.6516 |  | 0 | 0 | 0 | 0 | 0 | 0 | 0 | 0 | 0 | 0 | 0 | 0 | 0 | 0 | 0 | -31.6516 | 0 | 0 | 0 | -31.6516 |  | 0 | 0 | 0 |  | 0 | 0 | 0 | 0 | 0 | 0 | 0 | 0 | 0 | 0 | 0 | 0 | 0 | 0 | 0 | 0 | 0 | 0 | 0 | 0 | 0 | 0 | 0 | 0 | 0 | 0 | 0 | 0 | 0 | 0 | 0 | 0 | 0 | 0 | 0 | 0 | 0 | 0 | 0 | 0 | 0 | 0 | 0 | 0 | 0 | 0 | 0 | 0
| IV | National renewable power generation |  | 0 | 0 | 0 | 0 | 0 | 0 | 0 | 0 | 0 | 0 | 0 | 0 |  | 0 | 220.6933 | 0 | 0 | 0 | 0 | 0 | 0 | 0 | 0 | 0 | 0 | 0 | 0 | 0 | 0 | 0.53416 | 0 | 221.2274 |  | 0 | 0 | 0 | 0 | 0 | 0 | 0 | 0 | 0 | 0 | -74.077 | -115.4989 | 0 | 0 | 0 | -31.6516 | 0 | 0 | 0 | -221.2274 |  | 0 | 0 | 0 |  | 0 |  |  | 0 | 0 | 0 | 0 | 0 | 0 | 0 | 0 | 0 | 0 | 0 | 0 | 0 | 0 | 0 | 0 | 0 | 0 | 0 | 0 | 0 | 0 | 0 | 0 | 0 | 0 | 0 | 0 | 0 | 0 | 0 | 0 | 0 | 0 | 0 | 0 | 0 | 0 | 0 | 0 | 0 | 0 | 0 | 0 | 0
| II | Nuclear power generation |  | 0 | 0 | 0 | 0 | 0 | 0 | 0 | 0 | 0 | 0 | 0 | 0 |  | 0 | 66.3411 | 0 | 0 | 0 | 0 | 0 | 0 | 0 | 0 | 0 | 0 | 0 | 0 | 0 | 0 | 0 | 0 | 66.3411 |  | 0 | 0 | 0 | 0 | 0 | 0 | 0 | 0 | 0 | -189.546 | 0 | 0 | 0 | 0 | 0 | 0 | 0 | 0 | 0 | -189.546 |  | 123.2049 | 0 | 123.2049 |  | 0 |  |  | 0 | 0 | 0 | 0 | 0 | 0 | 0 | 0 | 0 | 0 | 0 | 0 | 0 | 0 | 0 | 0 | 0 | 0 | 0 | 0 | 0 | 0 | 0 | 0 | 0 | 0 | 0 | 0 | 0 | 0 | 0 | 0 | 0 | 0 | 0 | 0 | 0 | 0 | 0 | 0 | 0 | 0 | 0 | 0 | 0
| I.b | Coal power stations |  | 0 | 0 | 0 | 0 | 0 | 0 |  | 0 | 0 | 0 | 0 | 0 |  | 0 | 774.0835 | -2304.0805 | 0 | 0 | 0 | 0 | 0 | 0 | 0 | 0 | 0 | 0 | 0 | 0 | 0 | 0 | 0 | -1529.997 |  | 0 | 0 | 0 | 0 | 0 | 0 | 0 | 0 | 0 | 0 | 0 | 0 | 0 | 0 | 0 | 0 | 0 | 0 | 0 | 0 |  | 1462.6854 | 67.3116 | 1529.997 |  | 0 |  |  | 799.7389 | 0 | 0 | 0 | 0 | 0 | 0 | 0 | 0 | 0 | 0 | 0 | 0 | 0 | 0 | 0 | 0 | 0 | 0 | 0 | 0 | 0 | 0 | 0 | 0 | 0 | 0 | 0 | 0 | 0 | 0 | 0 | 0 | 0 | 0 | 0 | 0 | 0 | 0 | 0 | 0 | 0 | 0 | 0 | 799.7389
| I.a | Gas Power Stations |  | 0 | 0 | 0 | 0 | 0 | 0 |  | 0 | 0 | 0 | 0 | 0 |  | 0 | 109.8605 | 0 | 0 | -217.6579 | 0 | 0 | 0 | 0 | 0 | 0 | 0 | 0 | 0 | 0 | 0 | 0 | 0 | -107.7974 |  | 0 | 0 | 0 | 0 | 0 | 0 | 0 | 0 | 0 | 0 | 0 | 0 | 0 | 0 | 0 | 0 | 0 | 0 | 0 | 0 |  | 107.7974 | 0 | 107.7974 |  | 0 |  |  | 36.4274 | 0 | 0 | 0 | 0 | 0 | 0 | 0 | 0 | 0 | 0 | 0 | 0 | 0 | 0 | 0 | 0 | 0 | 0 | 0 | 0 | 0 | 0 | 0 | 0 | 0 | 0 | 0 | 0 | 0 | 0 | 0 | 0 | 0 | 0 | 0 | 0 | 0 | 0 | 0 | 0 | 0 | 0 | 0 | 36.4274
| I.c | Carbon Capture Storage (CCS) |  | 0 | 0 | 0 | 0 | 0 | 0 |  | 0 | 0 | 0 | 0 | 0 |  | 0 | 2.5772 | -19.1756 | 0 | 0 | 0 | 0 | 0 | 0 | 0 | 0 | 0 | 0 | 0 | 0 | 0 | 0 | 0 | -16.5984 |  | 0 | 0 | 0 | 0 | 0 | 0 | 0 | 0 | 0 | 0 | 0 | 0 | 0 | 0 | 0 | 0 | 0 | 0 | 0 | 0 |  | 13.0394 | 3.559 | 16.5984 |  | 0 |  |  | 6.6558 | 0 | 0 | 0 | 0 | 0 | 0 | 0 | 0 | 0 | 0 | 0 | 0 | 0 | 0 | 0 | 0 | 0 | 0 | 0 | 0 | 0 | 0 | 0 | 0 | 0 | 0 | 0 | 0 | 0 | 0 | 0 | 0 | 0 | 0 | 0 | 0 | 0 | 0 | 0 | -5.9902 | 0 | 0 | 0 | 0.66558
| Subtotal.I.d | Total electricity supply (demand) to this point | [14 empty] | -3156.4965 | 674.1943
| I.d | Electricity Balancing Requirement |  | 0 | 0 | 0 | 0 | 0 | 0 | 0 | 0 | 0 | 0 | 0 | 0 |  | 0 | 2482.3021 | -6752.3762 | 0 | 0 | 0 | 0 | 0 | 0 | 0 | 0 | 0 | 0 | 0 | 0 | 0 | 0 | 0 | -4270.0741 |  | 0 | 0 | 0 | 0 | 0 | 0 | 0 | 0 | 0 | 0 | 0 | 0 | 0 | 0 | 0 | 0 | 0 | 0 | 0 | 0 |  | 4145.959 | 124.1151 | 4270.0741 |  | 0 |  |  | 2343.728 | 0 | 0 | 0 | 0 | 0 | 0 | 0 | 0 | 0 | 0 | 0 | 0 | 0 | 0 | 0 | 0 | 0 | 0 | 0 | 0 | 0 | 0 | 0 | 0 | 0 | 0 | 0 | 0 | 0 | 0 | 0 | 0 | 0 | 0 | 0 | 0 | 0 | 0 | 0 | 0 | 0 | 0 | 0 | 2343.728
| I | Hydrocarbon fuel power generation |  | 0 | 0 | 0 | 0 | 0 | 0 | 0 | 0 | 0 | 0 | 0 | 0 |  | 0 | 3368.8234 | -9075.6324 | 0 | -217.6579 | 0 | 0 | 0 | 0 | 0 | 0 | 0 | 0 | 0 | 0 | 0 | 0 | 0 | -5924.4669 |  | 0 | 0 | 0 | 0 | 0 | 0 | 0 | 0 | 0 | 0 | 0 | 0 | 0 | 0 | 0 | 0 | 0 | 0 | 0 | 0 |  | 5729.4812 | 194.9857 | 5924.4669 |  | 0 |  |  | 3186.5502 | 0 | 0 | 0 | 0 | 0 | 0 | 0 | 0 | 0 | 0 | 0 | 0 | 0 | 0 | 0 | 0 | 0 | 0 | 0 | 0 | 0 | 0 | 0 | 0 | 0 | 0 | 0 | 0 | 0 | 0 | 0 | 0 | 0 | 0 | 0 | 0 | 0 | 0 | 0 | -5.9902 | 0 | 0 | 0 | 3180.5599
| Subtotal.Supply | Total supply |  | 0 | 0 | 0 | 0 | 0 | 0 | 0 | 0 | 0 | 0 | 0 | 0 |  | 0 | 3842.9115 | -8191.5624 | 16.858 | -203.1912 | 3958.4825 | 402.8364 | 641.5416 | 0 | 0 | 0 | 0 | 0 | 0 | 0 | 0 | 0.53416 | 0 | 468.4106 |  | -3958.4825 | -402.8364 | -641.5416 | 0 | 0 | 0 | 0 | 0 | 0 | -189.546 | -74.077 | -115.4989 | 0 | 0 | 0 | -203.4652 | 0 | -0.51589 | -975.8397 | -6561.803 |  | 5898.4068 | 194.9857 | 6093.3925 |  | 0 |  |  | 3186.5502 | 0 | 0 | 0 | 0 | 0 | 0 | 0 | 0 | 0 | 0 | 0 | 0 | 0 | 0 | 0 | 0 | 0 | 0 | 0 | 0 | 0 | 0 | 0 | 0 | 0 | 0 | 0 | 0 | 0 | 0 | 0 | 0 | 0 | 0 | 0 | 0 | 0 | 0 | 0 | -5.9902 | 0 | 0 | 0 | 3180.5599
0
| Distribution, storage, and balancing | [60 empty] | 0
0
| VII.a | Electricity imports |  | 0 | 0 | 0 | 0 | 0 | 0 |  | 0 | 0 | 0 | 0 | 0 |  | 0 | 40 | 0 | 0 | 0 | 0 | 0 | 0 | 0 | 0 | 0 | 0 | 0 | 0 | 0 | 0 | 0 | 0 | 40 |  | 0 | 0 | 0 | 0 | -40 | 0 | 0 | 0 | 0 | 0 | 0 | 0 | 0 | 0 | 0 | 0 | 0 | 0 | 0 | -40 |  | 0 | 0 | 0 |  | 0 |  |  | 0 | 0 | 0 | 0 | 0 | 0 | 0 | 0 | 0 | 0 | 0 | 0 | 0 | 0 | 0 | 0 | 0 | 0 | 0 | 0 | 0 | 0 | 0 | 0 | 0 | 0 | 0 | 0 | 0 | 0 | 0 | 0 | 0 | 0 | 0 | 0 | 0 | 0 | 0 | 0 | 0 | 0 | 0 | 0
| Subtotal.VII.b | Total electricity supply (demand) prior to generation | [14 empty] | -3156.4965 | 514.0882 | [43 empty] | 0
| VII.b | T&D Losses |  | 0 | 0 | 0 | 0 | 0 | 0 |  | 0 | 0 | 0 | 0 | 0 |  | 0 | -726.4151 | 0 | 0 | 0 | 0 | 0 | 0 | 0 | 0 | 0 | 0 | 0 | 0 | 0 | 0 | 0 | 0 | -726.4151 |  | 0 | 0 | 0 | 0 | 0 | 0 | 0 | 0 | 0 | 0 | 0 | 0 | 0 | 0 | 0 | 0 | 0 | 0 | 0 | 0 |  | 0 | 726.4151 | 726.4151 |  | 0 |  |  | 0 | 0 | 0 | 0 | 0 | 0 | 0 | 0 | 0 | 0 | 0 | 0 | 0 | 0 | 0 | 0 | 0 | 0 | 0 | 0 | 0 | 0 | 0 | 0 | 0 | 0 | 0 | 0 | 0 | 0 | 0 | 0 | 0 | 0 | 0 | 0 | 0 | 0 | 0 | 0 | 0 | 0 | 0 | 0
| VII.c | Storage, demand shifting |  | 0 | 0 | 0 | 0 | 0 | 0 |  | 0 | 0 | 0 | 0 | 0 |  | 0 | 0 | 0 | 0 | 0 | 0 | 0 | 0 | 0 | 0 | 0 | 0 | 0 | 0 | 0 | 0 | 0 | 0 | 0 |  | 0 | 0 | 0 | 0 | 0 | 0 | 0 | 0 | 0 | 0 | 0 | 0 | 0 | 0 | 0 | 0 | 0 | 0 | 0 | 0 |  | 0 | 0 | 0 |  | 0 |  |  | 0 | 0 | 0 | 0 | 0 | 0 | 0 | 0 | 0 | 0 | 0 | 0 | 0 | 0 | 0 | 0 | 0 | 0 | 0 | 0 | 0 | 0 | 0 | 0 | 0 | 0 | 0 | 0 | 0 | 0 | 0 | 0 | 0 | 0 | 0 | 0 | 0 | 0 | 0 | 0 | 0 | 0 | 0 | 0
| VII | Electricity distribution, storage, and balancing |  | 0 | 0 | 0 | 0 | 0 | 0 |  | 0 | 0 | 0 | 0 | 0 |  | 0 | -686.4151 | 0 | 0 | 0 | 0 | 0 | 0 | 0 | 0 | 0 | 0 | 0 | 0 | 0 | 0 | 0 | 0 | -686.4151 |  | 0 | 0 | 0 | 0 | -40 | 0 | 0 | 0 | 0 | 0 | 0 | 0 | 0 | 0 | 0 | 0 | 0 | 0 | 0 | -40 |  | 0 | 726.4151 | 726.4151 |  | 0 |  |  | 0 | 0 | 0 | 0 | 0 | 0 | 0 | 0 | 0 | 0 | 0 | 0 | 0 | 0 | 0 | 0 | 0 | 0 | 0 | 0 | 0 | 0 | 0 | 0 | 0 | 0 | 0 | 0 | 0 | 0 | 0 | 0 | 0 | 0 | 0 | 0 | 0 | 0 | 0 | 0 | 0 | 0 | 0 | 0 | 0
[62 empty] | 0 | [46 empty] | 0
| Subtotal.V.a | Total supply / (demand) to this point | [16 empty] | -12761.051 | -5468.1225 | -1280.0171 | [5 empty] | 0 | 0 | 0 | 0 | 0 | 0 | [76 empty] | 0
| Subtotal.XVII.a | Requested hydrocarbons | [14 empty] | -3156.4965 | 3156.4965 | -12761.051 | -5468.1225 | -1280.0171 | [87 empty] | 0
| XVII.a | Fossil Fuel Transfer |  | 0 | 0 | 0 | 0 | 0 | 0 |  | 0 | 0 | 0 | 0 | 0 |  | 0 | 0 | 12761.051 | 5468.1225 | 1280.0171 | -12761.051 | -5850.8911 | -1472.0196 | 0 | 0 | 0 | 0 | 0 | 0 | 0 | 0 | 0 | 0 | -574.7711 |  | 0 | 0 | 0 | 0 | 0 | 0 | 0 | 0 | 0 | 0 | 0 | 0 | 0 | 0 | 0 | 0 | 0 | 0 | 0 | 0 |  | 0 | 574.7711 | 574.7711 |  | 0 |  |  | 0 | 0 | 0 | 0 | 0 | 0 | 0 | 0 | 0 | 0 | 0 | 0 | 0 | 0 | 0 | 0 | 0 | 0 | 0 | 0 | 0 | 0 | 0 | 0 | 0 | 0 | 0 | 0 | 0 | 0 | 0 | 0 | 0 | 0 | 0 | 0 | 0 | 0 | 0 | 0 | 0 | 0 | 0 | 0 | 0
* | XVII.b | Fossil fuel Imports | [12 empty] | 0 |  |  | -4.5475e-13 |  |  |  | 8802.5686 | 5448.0547 | 830.4781 | [10 empty] | 15081.1013 | [5 empty] | 4.5475e-13 | 0 | -8802.5686 | -5448.0547 | -830.4781 | [10 empty] | -15081.1013 |  |  |  | 0 |  | 0 |  |  | 0 | 0 | 0 | 0 | 0 | 0 | 0 | 0 | 0 | 0 | 0 | 0 | 0 | 0 | 0 | 0 | 0 | 0 | 0 | 0 | 0 | 0 | 0 | 0 | 0 | 0 | 0 | 0 | 0 | 0 | 0 | 0 | 0 | 0 | 0 | 0 | 0 | 0 | 0 | 0 | 0 | 0 | 0 | 0 | 0
* | XVII | Transfer |  | 0 | 0 | 0 | 0 | 0 | 0 |  | 0 | 0 | 0 | 0 | 0 |  | 0 | -4.5475e-13 | 12761.051 | 5468.1225 | 1280.0171 | -3958.4825 | -402.8364 | -641.5416 | 0 | 0 | 0 | 0 | 0 | 0 | 0 | 0 | 0 | 0 | 14506.3302 |  | 0 | 0 | 0 | 0 | 4.5475e-13 | 0 | -8802.5686 | -5448.0547 | -830.4781 | 0 | 0 | 0 | 0 | 0 | 0 | 0 | 0 | 0 | 0 | -15081.1013 |  | 0 | 574.7711 | 574.7711 |  | 0 |  |  | 0 | 0 | 0 | 0 | 0 | 0 | 0 | 0 | 0 | 0 | 0 | 0 | 0 | 0 | 0 | 0 | 0 | 0 | 0 | 0 | 0 | 0 | 0 | 0 | 0 | 0 | 0 | 0 | 0 | 0 | 0 | 0 | 0 | 0 | 0 | 0 | 0 | 0 | 0 | 0 | 0 | 0 | 0 | 0 | 0
| Subtotal.Balancing | Total Dist'n, storage, and balancing |  | 0 | 0 | 0 | 0 | 0 | 0 | 0 | 0 | 0 | 0 | 0 | 0 |  | 0 | -686.4151 | 12761.051 | 5468.1225 | 1280.0171 | -3958.4825 | -402.8364 | -641.5416 | 0 | 0 | 0 | 0 | 0 | 0 | 0 | 0 | 0 | 0 | 13819.9151 |  | 0 | 0 | 0 | 0 | -40 | 0 | -8802.5686 | -5448.0547 | -830.4781 | 0 | 0 | 0 | 0 | 0 | 0 | 0 | 0 | 0 | 0 | -15121.1013 |  | 0 | 1301.1862 | 1301.1862 |  | 0 |  |  | 0 | 0 | 0 | 0 | 0 | 0 | 0 | 0 | 0 | 0 | 0 | 0 | 0 | 0 | 0 | 0 | 0 | 0 | 0 | 0 | 0 | 0 | 0 | 0 | 0 | 0 | 0 | 0 | 0 | 0 | 0 | 0 | 0 | 0 | 0 | 0 | 0 | 0 | 0 | 0 | 0 | 0 | 0 | 0 | 0
0
0
| Net balance |  |  | 1159.8319 | 521.4862 | 6883.4692 | 3187.9753 | 93.685 | 124.7496 | -0.20356 | 750.1024 | 113.343 | 1145.5432 | 308.3434 | 14288.3256 |  | -3156.4965 | 3156.4965 | 0 | 0 | 0 | 0 | 0 | 0 | 0 | 0 | 0 | 0 | 0 | 0 | 0 | 0 | 0 | 0 | 0 |  | -3958.4825 | -402.8364 | -641.5416 | 0 | -40 | 0 | -8802.5686 | -5448.0547 | -830.4781 | -189.546 | -74.077 | -115.4989 | 0 | 0 | 0 | -203.4652 | 0 | -0.51589 | -975.8397 | -21682.9043 |  | 5898.4068 | 1496.1719 | 7394.5787 |  | 0 |  |  | 6022.4992 | 0 | 0 | 0 | 0 | 0 | 0 | 0 | 0 | 0 | 0 | 0 | 0 | 0 | 0 | 0 | 0 | 0 | 0 | 0 | 0 | 0 | 0 | 0 | 0 | 0 | 0 | 0 | 0 | 0 | 0 | 0 | 0 | 0 | 0 | 0 | 0 | 0 | 0 | 0 | -5.9902 | 0 | 0 | 0 | 6016.509
[108 empty] | Used in electricity | 3180.5599
* | Computed within this worksheet | [106 empty] | Matching electricity | 3156.4965
[108 empty] | emissions factor | 1.0076

## 2037
2037
|  |  | TWh | Uses | [12 empty] | Secondary sources | [19 empty] | Primary Sources | [20 empty] | Adjustments | [6 empty] | Emissions (Mt CO2e)
|  |  |  | Domestic Lighting & appliances | Commercial Lighting & Appliances | Industry | Road transport | Rail transport | Domestic aviation | Green Building Design & Envelope Savings | Pumps& Tractors | Telecom Sector Energy Demand | Domestic Cooking Energy Demand | Commercial Cooking Energy Demand | Total uses |  | Electricity (delivered to end user) | Electricity (supplied to grid) | Solid hydrocarbons | Liquid hydrocarbons | Gaseous hydrocarbons | Coal indigenous production | Oil and petroleum products | Natural gas | Solid Biomass Hydrocarbons | Gaseous Biomass Hydrocarbons | Edible biomass | Energy crops (second generation) | Energy crops (first generation) | Dry biomass and waste | Wet biomass and waste | Gaseous waste | Off Grid Renewables | H2 | Total secondary sources |  | Coal reserves | Oil reserves | Gas reserves | Biomass oversupply (imports) | Electricity oversupply (imports) | Petroleum products oversupply | Coal oversupply (imports) | Oil and petroleum products oversupply (imports) | Gas oversupply (imports) | Nuclear fission | Solar | Wind | Tidal | Wave | Geothermal | Hydro | Environmental heat | Agriculture | Waste | Total primary sources |  | Conversion losses | Distribution losses and own use | Total adjust. |  | Unallocated |  |  | Fuel Combustion |  |  |  | Fugitive Emissions from Fuels |  |  |  | Industrial Processes |  |  |  | Solvent and Other Product Use |  |  |  | Agriculture |  |  |  | Land Use, Land-Use Change and Forestry |  |  |  | Waste |  |  |  | Other |  |  |  | International Aviation and Shipping |  |  |  | Bioenergy credit |  |  |  | Carbon capture |  |  |  | Total
|  | Sector |  | L.01 | L.02 | I.01 | T.01 | T.02 | T.03 | S.01 | D.01 | G.01 | M.01 | M.02 |  |  | V.01 | V.02 | V.03 | V.04 | V.05 | C.01 | C.02 | C.03 | V.06 | V.07 | V.08 | V.13 | V.14 | V.09 | V.10 | V.15 | V.11 | V.12 |  |  | Q.01 | Q.02 | Q.03 | Y.01 | Y.02 | Y.03 | Y.04 | Y.05 | Y.06 | N.01 | R.01 | R.02 | R.03 | R.04 | R.05 | R.06 | R.07 | A.01 | W.01 |  |  | X.01 | X.02 |  |  | Z.01 |  |  | 1A | 1A | 1A | 1A | 1B | 1B | 1B | 1B | 2 | 2 | 2 | 2 | 3 | 3 | 3 | 3 | 4 | 4 | 4 | 4 | 5 | 5 | 5 | 5 | 6 | 6 | 6 | 6 | 7 | 7 | 7 | 7 | X1 | X1 | X1 | X1 | X2 | X2 | X2 | X2 | X3 | X3 | X3 | X3
[65 empty] | CO2 | CH4 | N2O | F | CO2 | CH4 | N2O | F | CO2 | CH4 | N2O | F | CO2 | CH4 | N2O | F | CO2 | CH4 | N2O | F | CO2 | CH4 | N2O | F | CO2 | CH4 | N2O | F | CO2 | CH4 | N2O | F | CO2 | CH4 | N2O | F | CO2 | CH4 | N2O | F | CO2 | CH4 | N2O | F
Consumption
| IX | Buildings
| X.a | Domestic Lighting & Appliances |  | 1453.7842 | 0 | 0 | 0 | 0 | 0 | -1.6414e-12 | 0 | 0 | 0 | 0 | 1453.7842 |  | -1452.2442 | 0 | 0 | -1.54 | 0 | 0 | 0 | 0 | 0 | 0 | 0 | 0 | 0 | 0 | 0 | 0 | 0 | 0 | -1453.7842 |  | 0 | 0 | 0 | 0 | 0 | 0 | 0 | 0 | 0 | 0 | 0 | 0 | 0 | 0 | 0 | 0 | 0 | 0 | 0 | 0 |  | 0 | 0 | 0 |  | 0 |  |  | 0.41077 | 0 | 0 | 0 | 0 | 0 | 0 | 0 | 0 | 0 | 0 | 0 | 0 | 0 | 0 | 0 | 0 | 0 | 0 | 0 | 0 | 0 | 0 | 0 | 0 | 0 | 0 | 0 | 0 | 0 | 0 | 0 | 0 | 0 | 0 | 0 | 0 | 0 | 0 | 0 | 0 | 0 | 0 | 0 | 0.41077
| X.b | Commercial Lighting & Appliances |  | 0 | 689.6753 | 0 | 0 | 0 | 0 | -0.2702 | 0 | 0 | 0 | 0 | 689.4051 |  | -689.4051 | 0 | 0 | 0 | 0 | 0 | 0 | 0 | 0 | 0 | 0 | 0 | 0 | 0 | 0 | 0 | 0 | 0 | -689.4051 |  | 0 | 0 | 0 | 0 | 0 | 0 | 0 | 0 | 0 | 0 | 0 | 0 | 0 | 0 | 0 | 0 | 0 | 0 | 0 | 0 |  | 0 | 0 | 0 |  | 0 |  |  | 0 | 0 | 0 | 0 | 0 | 0 | 0 | 0 | 0 | 0 | 0 | 0 | 0 | 0 | 0 | 0 | 0 | 0 | 0 | 0 | 0 | 0 | 0 | 0 | 0 | 0 | 0 | 0 | 0 | 0 | 0 | 0 | 0 | 0 | 0 | 0 | 0 | 0 | 0 | 0 | 0 | 0 | 0 | 0 | 0
| X | Lighting and appliances |  | 1453.7842 | 689.6753 | 0 | 0 | 0 | 0 | -0.2702 | 0 | 0 | 0 | 0 | 2143.1893 |  | -2141.6493 | 0 | 0 | -1.54 | 0 | 0 | 0 | 0 | 0 | 0 | 0 | 0 | 0 | 0 | 0 | 0 | 0 | 0 | -2143.1893 |  | 0 | 0 | 0 | 0 | 0 | 0 | 0 | 0 | 0 | 0 | 0 | 0 | 0 | 0 | 0 | 0 | 0 | 0 | 0 | 0 |  | 0 | 0 | 0 |  | 4.5475e-13 |  |  | 0.41077 | 0 | 0 | 0 | 0 | 0 | 0 | 0 | 0 | 0 | 0 | 0 | 0 | 0 | 0 | 0 | 0 | 0 | 0 | 0 | 0 | 0 | 0 | 0 | 0 | 0 | 0 | 0 | 0 | 0 | 0 | 0 | 0 | 0 | 0 | 0 | 0 | 0 | 0 | 0 | 0 | 0 | 0 | 0 | 0.41077
| XI | Industry |  | 0 | 0 | 8404.5909 | 0 | 0 | 0 | 0 | 0 | 0 | 0 | 0 | 8404.5909 |  | -1200.6228 | 0 | -4522.4757 | -1724.8038 | -956.6885 | 0 | 0 | 0 | 0 | 0 | 0 | 0 | 0 | 0 | 0 | 0 | 0 | 0 | -8404.5909 |  | 0 | 0 | 0 | 0 | 0 | 0 | 0 | 0 | 0 | 0 | 0 | 0 | 0 | 0 | 0 | 0 | 0 | 0 | 0 | 0 |  | 0 | 0 | 0 |  | -1.819e-12 |  |  | 2054.9153 | 0 | 0 | 0 | 0 | 0 | 0 | 0 | 0 | 0 | 0 | 0 | 0 | 0 | 0 | 0 | 0 | 0 | 0 | 0 | 0 | 0 | 0 | 0 | 0 | 0 | 0 | 0 | 0 | 0 | 0 | 0 | 0 | 0 | 0 | 0 | 0 | 0 | 0 | 0 | 0 | 0 | 0 | 0 | 2054.9153
| XI | Industry |  | 0 | 0 | 8404.5909 | 0 | 0 | 0 | 0 | 0 | 0 | 0 | 0 | 8404.5909 |  | -1200.6228 | 0 | -4522.4757 | -1724.8038 | -956.6885 | 0 | 0 | 0 | 0 | 0 | 0 | 0 | 0 | 0 | 0 | 0 | 0 | 0 | -8404.5909 |  | 0 | 0 | 0 | 0 | 0 | 0 | 0 | 0 | 0 | 0 | 0 | 0 | 0 | 0 | 0 | 0 | 0 | 0 | 0 | 0 |  | 0 | 0 | 0 |  | -1.819e-12 |  |  | 2054.9153 | 0 | 0 | 0 | 0 | 0 | 0 | 0 | 0 | 0 | 0 | 0 | 0 | 0 | 0 | 0 | 0 | 0 | 0 | 0 | 0 | 0 | 0 | 0 | 0 | 0 | 0 | 0 | 0 | 0 | 0 | 0 | 0 | 0 | 0 | 0 | 0 | 0 | 0 | 0 | 0 | 0 | 0 | 0 | 2054.9153
| XII.a | Domestic passenger transport |  | 0 | 0 | 0 | 2321.212 | 30.7087 | 159.659 | 0 | 0 | 0 | 0 | 0 | 2511.5796 |  | -20.9964 | 0 | 0 | -2376.337 | -114.2462 | 0 | 0 | 0 | 0 | 0 | 0 | 0 | 0 | 0 | 0 | 0 | 0 | 0 | -2511.5796 |  | 0 | 0 | 0 | 0 | 0 | 0 | 0 | 0 | 0 | 0 | 0 | 0 | 0 | 0 | 0 | 0 | 0 | 0 | 0 | 0 |  | 0 | 0 | 0 |  | 4.5475e-13 |  |  | 656.5551 | 0 | 0 | 0 | 0 | 0 | 0 | 0 | 0 | 0 | 0 | 0 | 0 | 0 | 0 | 0 | 0 | 0 | 0 | 0 | 0 | 0 | 0 | 0 | 0 | 0 | 0 | 0 | 0 | 0 | 0 | 0 | 0 | 0 | 0 | 0 | 0 | 0 | 0 | 0 | 0 | 0 | 0 | 0 | 656.5551
| XII.b | Domestic freight |  | 0 | 0 | 0 | 1824.2065 | 80.2733 | 8.2046 | 0 | 0 | 0 | 0 | 0 | 1912.6844 |  | -28.4049 | 0 | 0 | -1884.2795 | 0 | 0 | 0 | 0 | 0 | 0 | 0 | 0 | 0 | 0 | 0 | 0 | 0 | 0 | -1912.6844 |  | 0 | 0 | 0 | 0 | 0 | 0 | 0 | 0 | 0 | 0 | 0 | 0 | 0 | 0 | 0 | 0 | 0 | 0 | 0 | 0 |  | 0 | 0 | 0 |  | 0 |  |  | 502.5825 | 0 | 0 | 0 | 0 | 0 | 0 | 0 | 0 | 0 | 0 | 0 | 0 | 0 | 0 | 0 | 0 | 0 | 0 | 0 | 0 | 0 | 0 | 0 | 0 | 0 | 0 | 0 | 0 | 0 | 0 | 0 | 0 | 0 | 0 | 0 | 0 | 0 | 0 | 0 | 0 | 0 | 0 | 0 | 502.5825
| XII | Transport |  | 0 | 0 | 0 | 4145.4185 | 110.982 | 167.8636 | 0 | 0 | 0 | 0 | 0 | 4424.264 |  | -49.4013 | 0 | 0 | -4260.6165 | -114.2462 | 0 | 0 | 0 | 0 | 0 | 0 | 0 | 0 | 0 | 0 | 0 | 0 | 0 | -4424.264 |  | 0 | 0 | 0 | 0 | 0 | 0 | 0 | 0 | 0 | 0 | 0 | 0 | 0 | 0 | 0 | 0 | 0 | 0 | 0 | 0 |  | 0 | 0 | 0 |  | 0 |  |  | 1159.1376 | 0 | 0 | 0 | 0 | 0 | 0 | 0 | 0 | 0 | 0 | 0 | 0 | 0 | 0 | 0 | 0 | 0 | 0 | 0 | 0 | 0 | 0 | 0 | 0 | 0 | 0 | 0 | 0 | 0 | 0 | 0 | 0 | 0 | 0 | 0 | 0 | 0 | 0 | 0 | 0 | 0 | 0 | 0 | 1159.1376
| XIII.a | Domestic Cooking |  | 0 | 0 | 0 | 0 | 0 | 0 | 0 | 0 | 0 | 1128.6767 | 0 | 1128.6767 |  | -14.6052 | 0 | -853.5751 | -151.5871 | -108.9094 | 0 | 0 | 0 | 0 | 0 | 0 | 0 | 0 | 0 | 0 | 0 | 0 | 0 | -1128.6767 |  | 0 | 0 | 0 | 0 | 0 | 0 | 0 | 0 | 0 | 0 | 0 | 0 | 0 | 0 | 0 | 0 | 0 | 0 | 0 | 0 |  | 0 | 0 | 0 |  | 0 | [46 empty] | 0
| XIII.b | Commercial Cooking |  | 0 | 0 | 0 | 0 | 0 | 0 | 0 | 0 | 0 | 0 | 412.6331 | 412.6331 |  | 0 | 0 | 0 | -309.6491 | -102.984 | 0 | 0 | 0 | 0 | 0 | 0 | 0 | 0 | 0 | 0 | 0 | 0 | 0 | -412.6331 |  | 0 | 0 | 0 | 0 | 0 | 0 | 0 | 0 | 0 | 0 | 0 | 0 | 0 | 0 | 0 | 0 | 0 | 0 | 0 | 0 |  | 0 | 0 | 0 |  | -5.6843e-14 |  |  | 103.0792 | 0 | 0 | 0 | 0 | 0 | 0 | 0 | 0 | 0 | 0 | 0 | 0 | 0 | 0 | 0 | 0 | 0 | 0 | 0 | 0 | 0 | 0 | 0 | 0 | 0 | 0 | 0 | 0 | 0 | 0 | 0 | 0 | 0 | 0 | 0 | 0 | 0 | 0 | 0 | 0 | 0 | 0 | 0 | 103.0792
| XIII | Cooking |  | 0 | 0 | 0 | 0 | 0 | 0 | 0 | 0 | 0 | 1128.6767 | 412.6331 | 1541.3097 |  | -14.6052 | 0 | -853.5751 | -461.2361 | -211.8934 | 0 | 0 | 0 | 0 | 0 | 0 | 0 | 0 | 0 | 0 | 0 | 0 | 0 | -1541.3097 |  | 0 | 0 | 0 | 0 | 0 | 0 | 0 | 0 | 0 | 0 | 0 | 0 | 0 | 0 | 0 | 0 | 0 | 0 | 0 | 0 |  | 0 | 0 | 0 |  | 0 |  |  | 103.0792 | 0 | 0 | 0 | 0 | 0 | 0 | 0 | 0 | 0 | 0 | 0 | 0 | 0 | 0 | 0 | 0 | 0 | 0 | 0 | 0 | 0 | 0 | 0 | 0 | 0 | 0 | 0 | 0 | 0 | 0 | 0 | 0 | 0 | 0 | 0 | 0 | 0 | 0 | 0 | 0 | 0 | 0 | 0 | 103.0792
| XIV | Agriculture |  | 0 | 0 | 0 | 0 | 0 | 0 | 0 | 850.2884 | 0 | 0 | 0 | 850.2884 |  | -506.9106 | 0 | 0 | -343.3778 | 0 | 0 | 0 | 0 | 0 | 0 | 0 | 0 | 0 | 0 | 0 | 0 | 0 | 0 | -850.2884 |  | 0 | 0 | 0 | 0 | 0 | 0 | 0 | 0 | 0 | 0 | 0 | 0 | 0 | 0 | 0 | 0 | 0 | 0 | 0 | 0 |  | 0 | 0 | 0 |  | 0 |  |  | 91.5871 | 0 | 0 | 0 | 0 | 0 | 0 | 0 | 0 | 0 | 0 | 0 | 0 | 0 | 0 | 0 | 0 | 0 | 0 | 0 | 0 | 0 | 0 | 0 | 0 | 0 | 0 | 0 | 0 | 0 | 0 | 0 | 0 | 0 | 0 | 0 | 0 | 0 | 0 | 0 | 0 | 0 | 0 | 0 | 91.5871
| XVI | Telecom |  | 0 | 0 | 0 | 0 | 0 | 0 | 0 | 0 | 132.6586 | 0 | 0 | 132.6586 |  | -43.3913 | 0 | 0 | -88.0131 | 0 | 0 | 0 | 0 | 0 | 0 | 0 | 0 | 0 | 0 | 0 | 0 | -1.2541 | 0 | -132.6586 |  | 0 | 0 | 0 | 0 | 0 | 0 | 0 | 0 | 0 | 0 | 0 | 0 | 0 | 0 | 0 | 0 | 0 | 0 | 0 | 0 |  | 0 | 0 | 0 |  | 0 |  |  | 23.4752 | 0 | 0 | 0 | 0 | 0 | 0 | 0 | 0 | 0 | 0 | 0 | 0 | 0 | 0 | 0 | 0 | 0 | 0 | 0 | 0 | 0 | 0 | 0 | 0 | 0 | 0 | 0 | 0 | 0 | 0 | 0 | 0 | 0 | 0 | 0 | 0 | 0 | 0 | 0 | 0 | 0 | 0 | 0 | 23.4752
| Subtotal.Consumption | Total consumption |  | 1453.7842 | 689.6753 | 8404.5909 | 4145.4185 | 110.982 | 167.8636 | -0.2702 | 850.2884 | 132.6586 | 1128.6767 | 412.6331 | 17496.3009 |  | -3956.5806 | 0 | -5376.0508 | -6879.5874 | -1282.8281 | 0 | 0 | 0 | 0 | 0 | 0 | 0 | 0 | 0 | 0 | 0 | -1.2541 | 0 | -17496.3009 |  | 0 | 0 | 0 | 0 | 0 | 0 | 0 | 0 | 0 | 0 | 0 | 0 | 0 | 0 | 0 | 0 | 0 | 0 | 0 | 0 |  | 0 | 0 | 0 |  | 0 |  |  | 3409.13 | 0 | 0 | 0 | 0 | 0 | 0 | 0 | 0 | 0 | 0 | 0 | 0 | 0 | 0 | 0 | 0 | 0 | 0 | 0 | 0 | 0 | 0 | 0 | 0 | 0 | 0 | 0 | 0 | 0 | 0 | 0 | 0 | 0 | 0 | 0 | 0 | 0 | 0 | 0 | 0 | 0 | 0 | 0 | 3409.13
[60 empty] | 0 |  | 0
| Supply | [58 empty] | 0 |  | 0
| v.a | Biomass Based Electricity& Biogas |  | 0 | 0 | 0 | 0 | 0 | 0 | 0 | 0 | 0 | 0 | 0 | 0 |  | 0 | 16.6139 | -66.4557 | 0 | 14.832 | 0 | 0 | 0 | 0 | 0 | 0 | 0 | 0 | 0 | -14.832 | 0 | 0 | 0 | -49.8418 |  | 0 | 0 | 0 | 0 | 0 | 0 | 0 | 0 | 0 | 0 | 0 | 0 | 0 | 0 | 0 | 0 | 0 | 0 | 0 | 0 |  | 49.8418 | 0 | 49.8418 |  | 0 |  |  | 23.0666 | 0 | 0 | 0 | 0 | 0 | 0 | 0 | 0 | 0 | 0 | 0 | 0 | 0 | 0 | 0 | 0 | 0 | 0 | 0 | 0 | 0 | 0 | 0 | 0 | 0 | 0 | 0 | 0 | 0 | 0 | 0 | 0 | 0 | 0 | 0 | -2.9508 | 0 | 0 | 0 | 0 | 0 | 0 | 0 | 20.1158
| V.b | First & Second Generation Bio Fuels |  | 0 | 0 | 0 | 0 | 0 | 0 | 0 | 0 | 0 | 0 | 0 | 0 |  | 0 | 0 | 0 | 23.8124 | 0 | 0 | 0 | 0 | 0 | 0 | 0 | 0 | -0.63056 | -22.8763 | -0.30551 | 0 | 0 | 0 | 1.1102e-16 |  | 0 | 0 | 0 | 0 | 0 | 0 | 0 | 0 | 0 | 0 | 0 | 0 | 0 | 0 | 0 | 0 | 0 | 0 | 0 | 0 |  | 0 | 0 | 0 |  | 1.1102e-16 |  |  | 0 | 0 | 0 | 0 | 0 | 0 | 0 | 0 | 0 | 0 | 0 | 0 | 0 | 0 | 0 | 0 | 0 | 0 | 0 | 0 | 0 | 0 | 0 | 0 | 0 | 0 | 0 | 0 | 0 | 0 | 0 | 0 | 0 | 0 | 0 | 0 | -6.3513 | 0 | 0 | 0 | 0 | 0 | 0 | 0 | -6.3513
| V.c | Advanced Bio Fuels |  | 0 | 0 | 0 | 0 | 0 | 0 | 0 | 0 | 0 | 0 | 0 | 0 |  | 0 | 0 | 0 | 0 | 0 | 0 | 0 | 0 | 0 | 0 | 0 | 0 | 0 | 0 | 0.30551 | 0 | 0 | 0 | 0.30551 |  | 0 | 0 | 0 | 0 | 0 | 0 | 0 | 0 | 0 | 0 | 0 | 0 | 0 | 0 | 0 | 0 | 0 | 0 | -0.30551 | -0.30551 |  | 0 | 0 | 0 |  | 0 |  |  | 0 | 0 | 0 | 0 | 0 | 0 | 0 | 0 | 0 | 0 | 0 | 0 | 0 | 0 | 0 | 0 | 0 | 0 | 0 | 0 | 0 | 0 | 0 | 0 | 0 | 0 | 0 | 0 | 0 | 0 | 0 | 0 | 0 | 0 | 0 | 0 | 0 | 0 | 0 | 0 | 0 | 0 | 0 | 0 | 0
| V.d | Bio-feedstock prodctn & bio-conversion |  | 0 | 0 | 0 | 0 | 0 | 0 | 0 | 0 | 0 | 0 | 0 | 0 |  | 0 | 0 | 0 | 0 | 0 | 0 | 0 | 0 | 0 | 0 | 0 | 0 | 0.63056 | 967.1641 | 14.832 | 0 | 0 | 0 | 982.6267 |  | 0 | 0 | 0 | 0 | 0 | 0 | 0 | 0 | 0 | 0 | 0 | 0 | 0 | 0 | 0 | 0 | 0 | -0.63056 | -981.9961 | -982.6267 |  | 0 | 0 | 0 |  | 0 |  |  | 0 | 0 | 0 | 0 | 0 | 0 | 0 | 0 | 0 | 0 | 0 | 0 | 0 | 0 | 0 | 0 | 0 | 0 | 0 | 0 | 0 | 0 | 0 | 0 | 0 | 0 | 0 | 0 | 0 | 0 | 0 | 0 | 0 | 0 | 0 | 0 | -23.0666 | 0 | 0 | 0 | 0 | 0 | 0 | 0 | -23.0666
| V.e | Fuel For Cooking |  | 0 | 0 | 0 | 0 | 0 | 0 | 0 | 0 | 0 | 0 | 0 | 0 |  | 0 | 0 | 944.2878 | 0 | 0 | 0 | 0 | 0 | 0 | 0 | 0 | 0 | 0 | -944.2878 | 0 | 0 | 0 | 0 | 0 |  | 0 | 0 | 0 | 0 | 0 | 0 | 0 | 0 | 0 | 0 | 0 | 0 | 0 | 0 | 0 | 0 | 0 | 0 | 0 | 0 |  | 0 | 0 | 0 |  | 0 |  |  | 0 | 0 | 0 | 0 | 0 | 0 | 0 | 0 | 0 | 0 | 0 | 0 | 0 | 0 | 0 | 0 | 0 | 0 | 0 | 0 | 0 | 0 | 0 | 0 | 0 | 0 | 0 | 0 | 0 | 0 | 0 | 0 | 0 | 0 | 0 | 0 | -304.6927 | 0 | 0 | 0 | 0 | 0 | 0 | 0 | -304.6927
| V | Bioenergy |  | 0 | 0 | 0 | 0 | 0 | 0 | 0 | 0 | 0 | 0 | 0 | 0 |  | 0 | 16.6139 | 877.8321 | 23.8124 | 14.832 | 0 | 0 | 0 | 0 | 0 | 0 | 0 | 0 | 0 | 0 | 0 | 0 | 0 | 933.0904 |  | 0 | 0 | 0 | 0 | 0 | 0 | 0 | 0 | 0 | 0 | 0 | 0 | 0 | 0 | 0 | 0 | 0 | -0.63056 | -982.3016 | -982.9322 |  | 49.8418 | 0 | 49.8418 |  | 0 |  |  | 23.0666 | 0 | 0 | 0 | 0 | 0 | 0 | 0 | 0 | 0 | 0 | 0 | 0 | 0 | 0 | 0 | 0 | 0 | 0 | 0 | 0 | 0 | 0 | 0 | 0 | 0 | 0 | 0 | 0 | 0 | 0 | 0 | 0 | 0 | 0 | 0 | -337.0614 | 0 | 0 | 0 | 0 | 0 | 0 | 0 | -313.9948
| VI.a | Waste to Electricity |  | 0 | 0 | 0 | 0 | 0 | 0 | 0 | 0 | 0 | 0 | 0 | 0 |  | 0 | 0 | 0 | 0 | 0 | 0 | 0 | 0 | 0 | 0 | 0 | 0 | 0 | 0 | 0 | 0 | 0 | 0 | 0 |  | 0 | 0 | 0 | 0 | 0 | 0 | 0 | 0 | 0 | 0 | 0 | 0 | 0 | 0 | 0 | 0 | 0 | 0 | 0 | 0 |  | 0 | 0 | 0 |  | 0 |  |  | 0 | 0 | 0 | 0 | 0 | 0 | 0 | 0 | 0 | 0 | 0 | 0 | 0 | 0 | 0 | 0 | 0 | 0 | 0 | 0 | 0 | 0 | 0 | 0 | 0 | 0 | 0 | 0 | 0 | 0 | 0 | 0 | 0 | 0 | 0 | 0 | 0 | 0 | 0 | 0 | 0 | 0 | 0 | 0 | 0
| VI | Waste |  | 0 | 0 | 0 | 0 | 0 | 0 | 0 | 0 | 0 | 0 | 0 | 0 |  | 0 | 0 | 0 | 0 | 0 | 0 | 0 | 0 | 0 | 0 | 0 | 0 | 0 | 0 | 0 | 0 | 0 | 0 | 0 |  | 0 | 0 | 0 | 0 | 0 | 0 | 0 | 0 | 0 | 0 | 0 | 0 | 0 | 0 | 0 | 0 | 0 | 0 | 0 | 0 |  | 0 | 0 | 0 |  | 0 |  |  | 0 | 0 | 0 | 0 | 0 | 0 | 0 | 0 | 0 | 0 | 0 | 0 | 0 | 0 | 0 | 0 | 0 | 0 | 0 | 0 | 0 | 0 | 0 | 0 | 0 | 0 | 0 | 0 | 0 | 0 | 0 | 0 | 0 | 0 | 0 | 0 | 0 | 0 | 0 | 0 | 0 | 0 | 0 | 0 | 0
| XV.a | Domestic Gas Production |  | 0 | 0 | 0 | 0 | 0 | 0 | 0 | 0 | 0 | 0 | 0 | 0 |  | 0 | 0 | 0 | 0 | 0 | 0 | 0 | 680.5419 | 0 | 0 | 0 | 0 | 0 | 0 | 0 | 0 | 0 | 0 | 680.5419 |  | 0 | 0 | -680.5419 | 0 | 0 | 0 | 0 | 0 | 0 | 0 | 0 | 0 | 0 | 0 | 0 | 0 | 0 | 0 | 0 | -680.5419 |  | 0 | 0 | 0 |  | 0 |  |  | 0 | 0 | 0 | 0 | 0 | 0 | 0 | 0 | 0 | 0 | 0 | 0 | 0 | 0 | 0 | 0 | 0 | 0 | 0 | 0 | 0 | 0 | 0 | 0 | 0 | 0 | 0 | 0 | 0 | 0 | 0 | 0 | 0 | 0 | 0 | 0 | 0 | 0 | 0 | 0 | 0 | 0 | 0 | 0 | 0
| XV.b | Domestic Coal Production |  | 0 | 0 | 0 | 0 | 0 | 0 | 0 | 0 | 0 | 0 | 0 | 0 |  | 0 | 0 | 0 | 0 | 0 | 4025.5715 | 0 | 0 | 0 | 0 | 0 | 0 | 0 | 0 | 0 | 0 | 0 | 0 | 4025.5715 |  | -4025.5715 | 0 | 0 | 0 | 0 | 0 | 0 | 0 | 0 | 0 | 0 | 0 | 0 | 0 | 0 | 0 | 0 | 0 | 0 | -4025.5715 |  | 0 | 0 | 0 |  | 0 |  |  | 0 | 0 | 0 | 0 | 0 | 0 | 0 | 0 | 0 | 0 | 0 | 0 | 0 | 0 | 0 | 0 | 0 | 0 | 0 | 0 | 0 | 0 | 0 | 0 | 0 | 0 | 0 | 0 | 0 | 0 | 0 | 0 | 0 | 0 | 0 | 0 | 0 | 0 | 0 | 0 | 0 | 0 | 0 | 0 | 0
| xv.c | Domestic Oil Production |  | 0 | 0 | 0 | 0 | 0 | 0 | 0 | 0 | 0 | 0 | 0 | 0 |  | 0 | 0 | 0 | 0 | 0 | 0 | 401.685 | 0 | 0 | 0 | 0 | 0 | 0 | 0 | 0 | 0 | 0 | 0 | 401.685 |  | 0 | -401.685 | 0 | 0 | 0 | 0 | 0 | 0 | 0 | 0 | 0 | 0 | 0 | 0 | 0 | 0 | 0 | 0 | 0 | -401.685 |  | 0 | 0 | 0 |  | 0 |  |  | 0 | 0 | 0 | 0 | 0 | 0 | 0 | 0 | 0 | 0 | 0 | 0 | 0 | 0 | 0 | 0 | 0 | 0 | 0 | 0 | 0 | 0 | 0 | 0 | 0 | 0 | 0 | 0 | 0 | 0 | 0 | 0 | 0 | 0 | 0 | 0 | 0 | 0 | 0 | 0 | 0 | 0 | 0 | 0 | 0
| XV | Fossil fuel production |  | 0 | 0 | 0 | 0 | 0 | 0 | 0 | 0 | 0 | 0 | 0 | 0 |  | 0 | 0 | 0 | 0 | 0 | 4025.5715 | 401.685 | 680.5419 | 0 | 0 | 0 | 0 | 0 | 0 | 0 | 0 | 0 | 0 | 5107.7984 |  | -4025.5715 | -401.685 | -680.5419 | 0 | 0 | 0 | 0 | 0 | 0 | 0 | 0 | 0 | 0 | 0 | 0 | 0 | 0 | 0 | 0 | -5107.7984 |  | 0 | 0 | 0 |  | 0 |  |  | 0 | 0 | 0 | 0 | 0 | 0 | 0 | 0 | 0 | 0 | 0 | 0 | 0 | 0 | 0 | 0 | 0 | 0 | 0 | 0 | 0 | 0 | 0 | 0 | 0 | 0 | 0 | 0 | 0 | 0 | 0 | 0 | 0 | 0 | 0 | 0 | 0 | 0 | 0 | 0 | 0 | 0 | 0 | 0 | 0
| III | Hydro Electric Power Generation |  | 0 | 0 | 0 | 0 | 0 | 0 | 0 | 0 | 0 | 0 | 0 | 0 |  | 0 | 171.8136 | 0 | 0 | 0 | 0 | 0 | 0 | 0 | 0 | 0 | 0 | 0 | 0 | 0 | 0 | 0 | 0 | 171.8136 |  | 0 | 0 | 0 | 0 | 0 | 0 | 0 | 0 | 0 | 0 | 0 | 0 | 0 | 0 | 0 | -171.8136 | 0 | 0 | 0 | -171.8136 |  | 0 | 0 | 0 |  | 0 | 0 | 0 | 0 | 0 | 0 | 0 | 0 | 0 | 0 | 0 | 0 | 0 | 0 | 0 | 0 | 0 | 0 | 0 | 0 | 0 | 0 | 0 | 0 | 0 | 0 | 0 | 0 | 0 | 0 | 0 | 0 | 0 | 0 | 0 | 0 | 0 | 0 | 0 | 0 | 0 | 0 | 0 | 0 | 0 | 0 | 0 | 0
| IV.a | Solar PV |  | 0 | 0 | 0 | 0 | 0 | 0 | 0 | 0 | 0 | 0 | 0 | 0 |  | 0 | 60.993 | 0 | 0 | 0 | 0 | 0 | 0 | 0 | 0 | 0 | 0 | 0 | 0 | 0 | 0 | 1.2541 | 0 | 62.2471 |  | 0 | 0 | 0 | 0 | 0 | 0 | 0 | 0 | 0 | 0 | -62.2471 | 0 | 0 | 0 | 0 | 0 | 0 | 0 | 0 | -62.2471 |  | 0 | 0 | 0 |  | 0 | 0 | 0 | 0 | 0 | 0 | 0 | 0 | 0 | 0 | 0 | 0 | 0 | 0 | 0 | 0 | 0 | 0 | 0 | 0 | 0 | 0 | 0 | 0 | 0 | 0 | 0 | 0 | 0 | 0 | 0 | 0 | 0 | 0 | 0 | 0 | 0 | 0 | 0 | 0 | 0 | 0 | 0 | 0 | 0 | 0 | 0 | 0
| IV.b | Solar CSP |  | 0 | 0 | 0 | 0 | 0 | 0 | 0 | 0 | 0 | 0 | 0 | 0 |  | 0 | 33.7842 | 0 | 0 | 0 | 0 | 0 | 0 | 0 | 0 | 0 | 0 | 0 | 0 | 0 | 0 | 0 | 0 | 33.7842 |  | 0 | 0 | 0 | 0 | 0 | 0 | 0 | 0 | 0 | 0 | -33.7842 | 0 | 0 | 0 | 0 | 0 | 0 | 0 | 0 | -33.7842 |  | 0 | 0 | 0 |  | 0 | 0 | 0 | 0 | 0 | 0 | 0 | 0 | 0 | 0 | 0 | 0 | 0 | 0 | 0 | 0 | 0 | 0 | 0 | 0 | 0 | 0 | 0 | 0 | 0 | 0 | 0 | 0 | 0 | 0 | 0 | 0 | 0 | 0 | 0 | 0 | 0 | 0 | 0 | 0 | 0 | 0 | 0 | 0 | 0 | 0 | 0 | 0
| IV.c.1 | Onshore Wind |  | 0 | 0 | 0 | 0 | 0 | 0 | 0 | 0 | 0 | 0 | 0 | 0 | 0 | 0 | 129.1406 | 0 | 0 | 0 | 0 | 0 | 0 | 0 | 0 | 0 | 0 | 0 | 0 | 0 | 0 | 0 | 0 | 129.1406 | 0 | 0 | 0 | 0 | 0 | 0 | 0 | 0 | 0 | 0 | 0 | 0 | -129.1406 | 0 | 0 | 0 | 0 | 0 | 0 | 0 | -129.1406 | 0 | 0 | 0 | 0 | 0 | 0 | 0 | 0 | 0 | 0 | 0 | 0 | 0 | 0 | 0 | 0 | 0 | 0 | 0 | 0 | 0 | 0 | 0 | 0 | 0 | 0 | 0 | 0 | 0 | 0 | 0 | 0 | 0 | 0 | 0 | 0 | 0 | 0 | 0 | 0 | 0 | 0 | 0 | 0 | 0 | 0 | 0 | 0 | 0 | 0 | 0 | 0 | 0
| IV.c.2 | Offshore Wind |  | 0 | 0 | 0 | 0 | 0 | 0 | 0 | 0 | 0 | 0 | 0 | 0 | 0 | 0 | 7.8456 | 0 | 0 | 0 | 0 | 0 | 0 | 0 | 0 | 0 | 0 | 0 | 0 | 0 | 0 | 0 | 0 | 7.8456 | 0 | 0 | 0 | 0 | 0 | 0 | 0 | 0 | 0 | 0 | 0 | 0 | -7.8456 | 0 | 0 | 0 | 0 | 0 | 0 | 0 | -7.8456 | 0 | 0 | 0 | 0 | 0 | 0 | 0 | 0 | 0 | 0 | 0 | 0 | 0 | 0 | 0 | 0 | 0 | 0 | 0 | 0 | 0 | 0 | 0 | 0 | 0 | 0 | 0 | 0 | 0 | 0 | 0 | 0 | 0 | 0 | 0 | 0 | 0 | 0 | 0 | 0 | 0 | 0 | 0 | 0 | 0 | 0 | 0 | 0 | 0 | 0 | 0 | 0 | 0
| IV.d | Small Hydro |  | 0 | 0 | 0 | 0 | 0 | 0 | 0 | 0 | 0 | 0 | 0 | 0 |  | 0 | 33.6239 | 0 | 0 | 0 | 0 | 0 | 0 | 0 | 0 | 0 | 0 | 0 | 0 | 0 | 0 | 0 | 0 | 33.6239 |  | 0 | 0 | 0 | 0 | 0 | 0 | 0 | 0 | 0 | 0 | 0 | 0 | 0 | 0 | 0 | -33.6239 | 0 | 0 | 0 | -33.6239 |  | 0 | 0 | 0 |  | 0 | 0 | 0 | 0 | 0 | 0 | 0 | 0 | 0 | 0 | 0 | 0 | 0 | 0 | 0 | 0 | 0 | 0 | 0 | 0 | 0 | 0 | 0 | 0 | 0 | 0 | 0 | 0 | 0 | 0 | 0 | 0 | 0 | 0 | 0 | 0 | 0 | 0 | 0 | 0 | 0 | 0 | 0 | 0 | 0 | 0 | 0 | 0
| IV | National renewable power generation |  | 0 | 0 | 0 | 0 | 0 | 0 | 0 | 0 | 0 | 0 | 0 | 0 |  | 0 | 265.3872 | 0 | 0 | 0 | 0 | 0 | 0 | 0 | 0 | 0 | 0 | 0 | 0 | 0 | 0 | 1.2541 | 0 | 266.6413 |  | 0 | 0 | 0 | 0 | 0 | 0 | 0 | 0 | 0 | 0 | -96.0312 | -136.9861 | 0 | 0 | 0 | -33.6239 | 0 | 0 | 0 | -266.6413 |  | 0 | 0 | 0 |  | 0 |  |  | 0 | 0 | 0 | 0 | 0 | 0 | 0 | 0 | 0 | 0 | 0 | 0 | 0 | 0 | 0 | 0 | 0 | 0 | 0 | 0 | 0 | 0 | 0 | 0 | 0 | 0 | 0 | 0 | 0 | 0 | 0 | 0 | 0 | 0 | 0 | 0 | 0 | 0 | 0 | 0 | 0 | 0 | 0 | 0 | 0
| II | Nuclear power generation |  | 0 | 0 | 0 | 0 | 0 | 0 | 0 | 0 | 0 | 0 | 0 | 0 |  | 0 | 63.2555 | 0 | 0 | 0 | 0 | 0 | 0 | 0 | 0 | 0 | 0 | 0 | 0 | 0 | 0 | 0 | 0 | 63.2555 |  | 0 | 0 | 0 | 0 | 0 | 0 | 0 | 0 | 0 | -180.7299 | 0 | 0 | 0 | 0 | 0 | 0 | 0 | 0 | 0 | -180.7299 |  | 117.4744 | 0 | 117.4744 |  | 0 |  |  | 0 | 0 | 0 | 0 | 0 | 0 | 0 | 0 | 0 | 0 | 0 | 0 | 0 | 0 | 0 | 0 | 0 | 0 | 0 | 0 | 0 | 0 | 0 | 0 | 0 | 0 | 0 | 0 | 0 | 0 | 0 | 0 | 0 | 0 | 0 | 0 | 0 | 0 | 0 | 0 | 0 | 0 | 0 | 0 | 0
| I.b | Coal power stations |  | 0 | 0 | 0 | 0 | 0 | 0 |  | 0 | 0 | 0 | 0 | 0 |  | 0 | 711.698 | -2113.0674 | 0 | 0 | 0 | 0 | 0 | 0 | 0 | 0 | 0 | 0 | 0 | 0 | 0 | 0 | 0 | -1401.3694 |  | 0 | 0 | 0 | 0 | 0 | 0 | 0 | 0 | 0 | 0 | 0 | 0 | 0 | 0 | 0 | 0 | 0 | 0 | 0 | 0 |  | 1339.4826 | 61.8868 | 1401.3694 |  | 0 |  |  | 733.4389 | 0 | 0 | 0 | 0 | 0 | 0 | 0 | 0 | 0 | 0 | 0 | 0 | 0 | 0 | 0 | 0 | 0 | 0 | 0 | 0 | 0 | 0 | 0 | 0 | 0 | 0 | 0 | 0 | 0 | 0 | 0 | 0 | 0 | 0 | 0 | 0 | 0 | 0 | 0 | 0 | 0 | 0 | 0 | 733.4389
| I.a | Gas Power Stations |  | 0 | 0 | 0 | 0 | 0 | 0 |  | 0 | 0 | 0 | 0 | 0 |  | 0 | 109.8605 | 0 | 0 | -217.6579 | 0 | 0 | 0 | 0 | 0 | 0 | 0 | 0 | 0 | 0 | 0 | 0 | 0 | -107.7974 |  | 0 | 0 | 0 | 0 | 0 | 0 | 0 | 0 | 0 | 0 | 0 | 0 | 0 | 0 | 0 | 0 | 0 | 0 | 0 | 0 |  | 107.7974 | 0 | 107.7974 |  | 0 |  |  | 36.4274 | 0 | 0 | 0 | 0 | 0 | 0 | 0 | 0 | 0 | 0 | 0 | 0 | 0 | 0 | 0 | 0 | 0 | 0 | 0 | 0 | 0 | 0 | 0 | 0 | 0 | 0 | 0 | 0 | 0 | 0 | 0 | 0 | 0 | 0 | 0 | 0 | 0 | 0 | 0 | 0 | 0 | 0 | 0 | 36.4274
| I.c | Carbon Capture Storage (CCS) |  | 0 | 0 | 0 | 0 | 0 | 0 |  | 0 | 0 | 0 | 0 | 0 |  | 0 | 6.1362 | -38.3513 | 0 | 0 | 0 | 0 | 0 | 0 | 0 | 0 | 0 | 0 | 0 | 0 | 0 | 0 | 0 | -32.215 |  | 0 | 0 | 0 | 0 | 0 | 0 | 0 | 0 | 0 | 0 | 0 | 0 | 0 | 0 | 0 | 0 | 0 | 0 | 0 | 0 |  | 26.0788 | 6.1362 | 32.215 |  | 0 |  |  | 13.3116 | 0 | 0 | 0 | 0 | 0 | 0 | 0 | 0 | 0 | 0 | 0 | 0 | 0 | 0 | 0 | 0 | 0 | 0 | 0 | 0 | 0 | 0 | 0 | 0 | 0 | 0 | 0 | 0 | 0 | 0 | 0 | 0 | 0 | 0 | 0 | 0 | 0 | 0 | 0 | -11.9804 | 0 | 0 | 0 | 1.3312
| Subtotal.I.d | Total electricity supply (demand) to this point | [14 empty] | -3956.5806 | 530.8895
| I.d | Electricity Balancing Requirement |  | 0 | 0 | 0 | 0 | 0 | 0 | 0 | 0 | 0 | 0 | 0 | 0 |  | 0 | 3425.6911 | -9318.5897 | 0 | 0 | 0 | 0 | 0 | 0 | 0 | 0 | 0 | 0 | 0 | 0 | 0 | 0 | 0 | -5892.8986 |  | 0 | 0 | 0 | 0 | 0 | 0 | 0 | 0 | 0 | 0 | 0 | 0 | 0 | 0 | 0 | 0 | 0 | 0 | 0 | 0 |  | 5721.6141 | 171.2846 | 5892.8986 |  | 0 |  |  | 3234.4524 | 0 | 0 | 0 | 0 | 0 | 0 | 0 | 0 | 0 | 0 | 0 | 0 | 0 | 0 | 0 | 0 | 0 | 0 | 0 | 0 | 0 | 0 | 0 | 0 | 0 | 0 | 0 | 0 | 0 | 0 | 0 | 0 | 0 | 0 | 0 | 0 | 0 | 0 | 0 | 0 | 0 | 0 | 0 | 3234.4524
| I | Hydrocarbon fuel power generation |  | 0 | 0 | 0 | 0 | 0 | 0 | 0 | 0 | 0 | 0 | 0 | 0 |  | 0 | 4253.3858 | -11470.0083 | 0 | -217.6579 | 0 | 0 | 0 | 0 | 0 | 0 | 0 | 0 | 0 | 0 | 0 | 0 | 0 | -7434.2805 |  | 0 | 0 | 0 | 0 | 0 | 0 | 0 | 0 | 0 | 0 | 0 | 0 | 0 | 0 | 0 | 0 | 0 | 0 | 0 | 0 |  | 7194.9729 | 239.3075 | 7434.2805 |  | 0 |  |  | 4017.6303 | 0 | 0 | 0 | 0 | 0 | 0 | 0 | 0 | 0 | 0 | 0 | 0 | 0 | 0 | 0 | 0 | 0 | 0 | 0 | 0 | 0 | 0 | 0 | 0 | 0 | 0 | 0 | 0 | 0 | 0 | 0 | 0 | 0 | 0 | 0 | 0 | 0 | 0 | 0 | -11.9804 | 0 | 0 | 0 | 4005.6499
| Subtotal.Supply | Total supply |  | 0 | 0 | 0 | 0 | 0 | 0 | 0 | 0 | 0 | 0 | 0 | 0 |  | 0 | 4770.456 | -10592.1762 | 23.8124 | -202.8259 | 4025.5715 | 401.685 | 680.5419 | 0 | 0 | 0 | 0 | 0 | 0 | 0 | 0 | 1.2541 | 0 | -891.6813 |  | -4025.5715 | -401.685 | -680.5419 | 0 | 0 | 0 | 0 | 0 | 0 | -180.7299 | -96.0312 | -136.9861 | 0 | 0 | 0 | -205.4375 | 0 | -0.63056 | -982.3016 | -6709.9153 |  | 7362.2891 | 239.3075 | 7601.5966 |  | 0 |  |  | 4017.6303 | 0 | 0 | 0 | 0 | 0 | 0 | 0 | 0 | 0 | 0 | 0 | 0 | 0 | 0 | 0 | 0 | 0 | 0 | 0 | 0 | 0 | 0 | 0 | 0 | 0 | 0 | 0 | 0 | 0 | 0 | 0 | 0 | 0 | 0 | 0 | 0 | 0 | 0 | 0 | -11.9804 | 0 | 0 | 0 | 4005.6499
0
| Distribution, storage, and balancing | [60 empty] | 0
0
| VII.a | Electricity imports |  | 0 | 0 | 0 | 0 | 0 | 0 |  | 0 | 0 | 0 | 0 | 0 |  | 0 | 49 | 0 | 0 | 0 | 0 | 0 | 0 | 0 | 0 | 0 | 0 | 0 | 0 | 0 | 0 | 0 | 0 | 49 |  | 0 | 0 | 0 | 0 | -49 | 0 | 0 | 0 | 0 | 0 | 0 | 0 | 0 | 0 | 0 | 0 | 0 | 0 | 0 | -49 |  | 0 | 0 | 0 |  | 0 |  |  | 0 | 0 | 0 | 0 | 0 | 0 | 0 | 0 | 0 | 0 | 0 | 0 | 0 | 0 | 0 | 0 | 0 | 0 | 0 | 0 | 0 | 0 | 0 | 0 | 0 | 0 | 0 | 0 | 0 | 0 | 0 | 0 | 0 | 0 | 0 | 0 | 0 | 0 | 0 | 0 | 0 | 0 | 0 | 0
| Subtotal.VII.b | Total electricity supply (demand) prior to generation | [14 empty] | -3956.5806 | 566.0702 | [43 empty] | 0
| VII.b | T&D Losses |  | 0 | 0 | 0 | 0 | 0 | 0 |  | 0 | 0 | 0 | 0 | 0 |  | 0 | -862.8754 | 0 | 0 | 0 | 0 | 0 | 0 | 0 | 0 | 0 | 0 | 0 | 0 | 0 | 0 | 0 | 0 | -862.8754 |  | 0 | 0 | 0 | 0 | 0 | 0 | 0 | 0 | 0 | 0 | 0 | 0 | 0 | 0 | 0 | 0 | 0 | 0 | 0 | 0 |  | 0 | 862.8754 | 862.8754 |  | 0 |  |  | 0 | 0 | 0 | 0 | 0 | 0 | 0 | 0 | 0 | 0 | 0 | 0 | 0 | 0 | 0 | 0 | 0 | 0 | 0 | 0 | 0 | 0 | 0 | 0 | 0 | 0 | 0 | 0 | 0 | 0 | 0 | 0 | 0 | 0 | 0 | 0 | 0 | 0 | 0 | 0 | 0 | 0 | 0 | 0
| VII.c | Storage, demand shifting |  | 0 | 0 | 0 | 0 | 0 | 0 |  | 0 | 0 | 0 | 0 | 0 |  | 0 | 0 | 0 | 0 | 0 | 0 | 0 | 0 | 0 | 0 | 0 | 0 | 0 | 0 | 0 | 0 | 0 | 0 | 0 |  | 0 | 0 | 0 | 0 | 0 | 0 | 0 | 0 | 0 | 0 | 0 | 0 | 0 | 0 | 0 | 0 | 0 | 0 | 0 | 0 |  | 0 | 0 | 0 |  | 0 |  |  | 0 | 0 | 0 | 0 | 0 | 0 | 0 | 0 | 0 | 0 | 0 | 0 | 0 | 0 | 0 | 0 | 0 | 0 | 0 | 0 | 0 | 0 | 0 | 0 | 0 | 0 | 0 | 0 | 0 | 0 | 0 | 0 | 0 | 0 | 0 | 0 | 0 | 0 | 0 | 0 | 0 | 0 | 0 | 0
| VII | Electricity distribution, storage, and balancing |  | 0 | 0 | 0 | 0 | 0 | 0 |  | 0 | 0 | 0 | 0 | 0 |  | 0 | -813.8754 | 0 | 0 | 0 | 0 | 0 | 0 | 0 | 0 | 0 | 0 | 0 | 0 | 0 | 0 | 0 | 0 | -813.8754 |  | 0 | 0 | 0 | 0 | -49 | 0 | 0 | 0 | 0 | 0 | 0 | 0 | 0 | 0 | 0 | 0 | 0 | 0 | 0 | -49 |  | 0 | 862.8754 | 862.8754 |  | 0 |  |  | 0 | 0 | 0 | 0 | 0 | 0 | 0 | 0 | 0 | 0 | 0 | 0 | 0 | 0 | 0 | 0 | 0 | 0 | 0 | 0 | 0 | 0 | 0 | 0 | 0 | 0 | 0 | 0 | 0 | 0 | 0 | 0 | 0 | 0 | 0 | 0 | 0 | 0 | 0 | 0 | 0 | 0 | 0 | 0 | 0
[62 empty] | 0 | [46 empty] | 0
| Subtotal.V.a | Total supply / (demand) to this point | [16 empty] | -15968.227 | -6855.775 | -1485.6539 | [5 empty] | 0 | 0 | 0 | 0 | 0 | 0 | [76 empty] | 0
| Subtotal.XVII.a | Requested hydrocarbons | [14 empty] | -3956.5806 | 3956.5806 | -15968.227 | -6855.775 | -1485.6539 | [87 empty] | 0
| XVII.a | Fossil Fuel Transfer |  | 0 | 0 | 0 | 0 | 0 | 0 |  | 0 | 0 | 0 | 0 | 0 |  | 0 | 0 | 15968.227 | 6855.775 | 1485.6539 | -15968.227 | -7335.6793 | -1708.502 | 0 | 0 | 0 | 0 | 0 | 0 | 0 | 0 | 0 | 0 | -702.7523 |  | 0 | 0 | 0 | 0 | 0 | 0 | 0 | 0 | 0 | 0 | 0 | 0 | 0 | 0 | 0 | 0 | 0 | 0 | 0 | 0 |  | 0 | 702.7523 | 702.7523 |  | 1.3642e-12 |  |  | 0 | 0 | 0 | 0 | 0 | 0 | 0 | 0 | 0 | 0 | 0 | 0 | 0 | 0 | 0 | 0 | 0 | 0 | 0 | 0 | 0 | 0 | 0 | 0 | 0 | 0 | 0 | 0 | 0 | 0 | 0 | 0 | 0 | 0 | 0 | 0 | 0 | 0 | 0 | 0 | 0 | 0 | 0 | 0 | 0
* | XVII.b | Fossil fuel Imports | [12 empty] | 0 |  |  | 0 |  |  |  | 11942.6555 | 6933.9942 | 1027.9602 | [10 empty] | 19904.61 | [5 empty] | 0 | 0 | -11942.6555 | -6933.9942 | -1027.9602 | [10 empty] | -19904.61 |  |  |  | 0 |  | 0 |  |  | 0 | 0 | 0 | 0 | 0 | 0 | 0 | 0 | 0 | 0 | 0 | 0 | 0 | 0 | 0 | 0 | 0 | 0 | 0 | 0 | 0 | 0 | 0 | 0 | 0 | 0 | 0 | 0 | 0 | 0 | 0 | 0 | 0 | 0 | 0 | 0 | 0 | 0 | 0 | 0 | 0 | 0 | 0 | 0 | 0
* | XVII | Transfer |  | 0 | 0 | 0 | 0 | 0 | 0 |  | 0 | 0 | 0 | 0 | 0 |  | 0 | 0 | 15968.227 | 6855.775 | 1485.6539 | -4025.5715 | -401.685 | -680.5419 | 0 | 0 | 0 | 0 | 0 | 0 | 0 | 0 | 0 | 0 | 19201.8576 |  | 0 | 0 | 0 | 0 | 0 | 0 | -11942.6555 | -6933.9942 | -1027.9602 | 0 | 0 | 0 | 0 | 0 | 0 | 0 | 0 | 0 | 0 | -19904.61 |  | 0 | 702.7523 | 702.7523 |  | 9.0949e-13 |  |  | 0 | 0 | 0 | 0 | 0 | 0 | 0 | 0 | 0 | 0 | 0 | 0 | 0 | 0 | 0 | 0 | 0 | 0 | 0 | 0 | 0 | 0 | 0 | 0 | 0 | 0 | 0 | 0 | 0 | 0 | 0 | 0 | 0 | 0 | 0 | 0 | 0 | 0 | 0 | 0 | 0 | 0 | 0 | 0 | 0
| Subtotal.Balancing | Total Dist'n, storage, and balancing |  | 0 | 0 | 0 | 0 | 0 | 0 | 0 | 0 | 0 | 0 | 0 | 0 |  | 0 | -813.8754 | 15968.227 | 6855.775 | 1485.6539 | -4025.5715 | -401.685 | -680.5419 | 0 | 0 | 0 | 0 | 0 | 0 | 0 | 0 | 0 | 0 | 18387.9822 |  | 0 | 0 | 0 | 0 | -49 | 0 | -11942.6555 | -6933.9942 | -1027.9602 | 0 | 0 | 0 | 0 | 0 | 0 | 0 | 0 | 0 | 0 | -19953.61 |  | 0 | 1565.6277 | 1565.6277 |  | 0 |  |  | 0 | 0 | 0 | 0 | 0 | 0 | 0 | 0 | 0 | 0 | 0 | 0 | 0 | 0 | 0 | 0 | 0 | 0 | 0 | 0 | 0 | 0 | 0 | 0 | 0 | 0 | 0 | 0 | 0 | 0 | 0 | 0 | 0 | 0 | 0 | 0 | 0 | 0 | 0 | 0 | 0 | 0 | 0 | 0 | 0
0
0
| Net balance |  |  | 1453.7842 | 689.6753 | 8404.5909 | 4145.4185 | 110.982 | 167.8636 | -0.2702 | 850.2884 | 132.6586 | 1128.6767 | 412.6331 | 17496.3009 |  | -3956.5806 | 3956.5806 | 0 | 0 | 0 | 0 | 0 | 0 | 0 | 0 | 0 | 0 | 0 | 0 | 0 | 0 | 0 | 0 | 0 |  | -4025.5715 | -401.685 | -680.5419 | 0 | -49 | 0 | -11942.6555 | -6933.9942 | -1027.9602 | -180.7299 | -96.0312 | -136.9861 | 0 | 0 | 0 | -205.4375 | 0 | -0.63056 | -982.3016 | -26663.5253 |  | 7362.2891 | 1804.9353 | 9167.2244 |  | 0 |  |  | 7426.7603 | 0 | 0 | 0 | 0 | 0 | 0 | 0 | 0 | 0 | 0 | 0 | 0 | 0 | 0 | 0 | 0 | 0 | 0 | 0 | 0 | 0 | 0 | 0 | 0 | 0 | 0 | 0 | 0 | 0 | 0 | 0 | 0 | 0 | 0 | 0 | 0 | 0 | 0 | 0 | -11.9804 | 0 | 0 | 0 | 7414.7799
[108 empty] | Used in electricity | 4005.6499
* | Computed within this worksheet | [106 empty] | Matching electricity | 3956.5806
[108 empty] | emissions factor | 1.0124

## 2042
2042
|  |  | TWh | Uses | [12 empty] | Secondary sources | [19 empty] | Primary Sources | [20 empty] | Adjustments | [6 empty] | Emissions (Mt CO2e)
|  |  |  | Domestic Lighting & appliances | Commercial Lighting & Appliances | Industry | Road transport | Rail transport | Domestic aviation | Green Building Design & Envelope Savings | Pumps& Tractors | Telecom Sector Energy Demand | Domestic Cooking Energy Demand | Commercial Cooking Energy Demand | Total uses |  | Electricity (delivered to end user) | Electricity (supplied to grid) | Solid hydrocarbons | Liquid hydrocarbons | Gaseous hydrocarbons | Coal indigenous production | Oil and petroleum products | Natural gas | Solid Biomass Hydrocarbons | Gaseous Biomass Hydrocarbons | Edible biomass | Energy crops (second generation) | Energy crops (first generation) | Dry biomass and waste | Wet biomass and waste | Gaseous waste | Off Grid Renewables | H2 | Total secondary sources |  | Coal reserves | Oil reserves | Gas reserves | Biomass oversupply (imports) | Electricity oversupply (imports) | Petroleum products oversupply | Coal oversupply (imports) | Oil and petroleum products oversupply (imports) | Gas oversupply (imports) | Nuclear fission | Solar | Wind | Tidal | Wave | Geothermal | Hydro | Environmental heat | Agriculture | Waste | Total primary sources |  | Conversion losses | Distribution losses and own use | Total adjust. |  | Unallocated |  |  | Fuel Combustion |  |  |  | Fugitive Emissions from Fuels |  |  |  | Industrial Processes |  |  |  | Solvent and Other Product Use |  |  |  | Agriculture |  |  |  | Land Use, Land-Use Change and Forestry |  |  |  | Waste |  |  |  | Other |  |  |  | International Aviation and Shipping |  |  |  | Bioenergy credit |  |  |  | Carbon capture |  |  |  | Total
|  | Sector |  | L.01 | L.02 | I.01 | T.01 | T.02 | T.03 | S.01 | D.01 | G.01 | M.01 | M.02 |  |  | V.01 | V.02 | V.03 | V.04 | V.05 | C.01 | C.02 | C.03 | V.06 | V.07 | V.08 | V.13 | V.14 | V.09 | V.10 | V.15 | V.11 | V.12 |  |  | Q.01 | Q.02 | Q.03 | Y.01 | Y.02 | Y.03 | Y.04 | Y.05 | Y.06 | N.01 | R.01 | R.02 | R.03 | R.04 | R.05 | R.06 | R.07 | A.01 | W.01 |  |  | X.01 | X.02 |  |  | Z.01 |  |  | 1A | 1A | 1A | 1A | 1B | 1B | 1B | 1B | 2 | 2 | 2 | 2 | 3 | 3 | 3 | 3 | 4 | 4 | 4 | 4 | 5 | 5 | 5 | 5 | 6 | 6 | 6 | 6 | 7 | 7 | 7 | 7 | X1 | X1 | X1 | X1 | X2 | X2 | X2 | X2 | X3 | X3 | X3 | X3
[65 empty] | CO2 | CH4 | N2O | F | CO2 | CH4 | N2O | F | CO2 | CH4 | N2O | F | CO2 | CH4 | N2O | F | CO2 | CH4 | N2O | F | CO2 | CH4 | N2O | F | CO2 | CH4 | N2O | F | CO2 | CH4 | N2O | F | CO2 | CH4 | N2O | F | CO2 | CH4 | N2O | F | CO2 | CH4 | N2O | F
Consumption
| IX | Buildings
| X.a | Domestic Lighting & Appliances |  | 1804.4492 | 0 | 0 | 0 | 0 | 0 | 2.6703e-12 | 0 | 0 | 0 | 0 | 1804.4492 |  | -1803.3634 | 0 | 0 | -1.0858 | 0 | 0 | 0 | 0 | 0 | 0 | 0 | 0 | 0 | 0 | 0 | 0 | 0 | 0 | -1804.4492 |  | 0 | 0 | 0 | 0 | 0 | 0 | 0 | 0 | 0 | 0 | 0 | 0 | 0 | 0 | 0 | 0 | 0 | 0 | 0 | 0 |  | 0 | 0 | 0 |  | 0 |  |  | 0.2896 | 0 | 0 | 0 | 0 | 0 | 0 | 0 | 0 | 0 | 0 | 0 | 0 | 0 | 0 | 0 | 0 | 0 | 0 | 0 | 0 | 0 | 0 | 0 | 0 | 0 | 0 | 0 | 0 | 0 | 0 | 0 | 0 | 0 | 0 | 0 | 0 | 0 | 0 | 0 | 0 | 0 | 0 | 0 | 0.2896
| X.b | Commercial Lighting & Appliances |  | 0 | 912.1086 | 0 | 0 | 0 | 0 | -0.35871 | 0 | 0 | 0 | 0 | 911.7499 |  | -911.7499 | 0 | 0 | 0 | 0 | 0 | 0 | 0 | 0 | 0 | 0 | 0 | 0 | 0 | 0 | 0 | 0 | 0 | -911.7499 |  | 0 | 0 | 0 | 0 | 0 | 0 | 0 | 0 | 0 | 0 | 0 | 0 | 0 | 0 | 0 | 0 | 0 | 0 | 0 | 0 |  | 0 | 0 | 0 |  | 0 |  |  | 0 | 0 | 0 | 0 | 0 | 0 | 0 | 0 | 0 | 0 | 0 | 0 | 0 | 0 | 0 | 0 | 0 | 0 | 0 | 0 | 0 | 0 | 0 | 0 | 0 | 0 | 0 | 0 | 0 | 0 | 0 | 0 | 0 | 0 | 0 | 0 | 0 | 0 | 0 | 0 | 0 | 0 | 0 | 0 | 0
| X | Lighting and appliances |  | 1804.4492 | 912.1086 | 0 | 0 | 0 | 0 | -0.35871 | 0 | 0 | 0 | 0 | 2716.1991 |  | -2715.1133 | 0 | 0 | -1.0858 | 0 | 0 | 0 | 0 | 0 | 0 | 0 | 0 | 0 | 0 | 0 | 0 | 0 | 0 | -2716.1991 |  | 0 | 0 | 0 | 0 | 0 | 0 | 0 | 0 | 0 | 0 | 0 | 0 | 0 | 0 | 0 | 0 | 0 | 0 | 0 | 0 |  | 0 | 0 | 0 |  | 0 |  |  | 0.2896 | 0 | 0 | 0 | 0 | 0 | 0 | 0 | 0 | 0 | 0 | 0 | 0 | 0 | 0 | 0 | 0 | 0 | 0 | 0 | 0 | 0 | 0 | 0 | 0 | 0 | 0 | 0 | 0 | 0 | 0 | 0 | 0 | 0 | 0 | 0 | 0 | 0 | 0 | 0 | 0 | 0 | 0 | 0 | 0.2896
| XI | Industry |  | 0 | 0 | 9897.3853 | 0 | 0 | 0 | 0 | 0 | 0 | 0 | 0 | 9897.3853 |  | -1462.2793 | 0 | -5293.5715 | -2065.4367 | -1076.0978 | 0 | 0 | 0 | 0 | 0 | 0 | 0 | 0 | 0 | 0 | 0 | 0 | 0 | -9897.3853 |  | 0 | 0 | 0 | 0 | 0 | 0 | 0 | 0 | 0 | 0 | 0 | 0 | 0 | 0 | 0 | 0 | 0 | 0 | 0 | 0 |  | 0 | 0 | 0 |  | 0 |  |  | 2427.4022 | 0 | 0 | 0 | 0 | 0 | 0 | 0 | 0 | 0 | 0 | 0 | 0 | 0 | 0 | 0 | 0 | 0 | 0 | 0 | 0 | 0 | 0 | 0 | 0 | 0 | 0 | 0 | 0 | 0 | 0 | 0 | 0 | 0 | 0 | 0 | 0 | 0 | 0 | 0 | 0 | 0 | 0 | 0 | 2427.4022
| XI | Industry |  | 0 | 0 | 9897.3853 | 0 | 0 | 0 | 0 | 0 | 0 | 0 | 0 | 9897.3853 |  | -1462.2793 | 0 | -5293.5715 | -2065.4367 | -1076.0978 | 0 | 0 | 0 | 0 | 0 | 0 | 0 | 0 | 0 | 0 | 0 | 0 | 0 | -9897.3853 |  | 0 | 0 | 0 | 0 | 0 | 0 | 0 | 0 | 0 | 0 | 0 | 0 | 0 | 0 | 0 | 0 | 0 | 0 | 0 | 0 |  | 0 | 0 | 0 |  | 0 |  |  | 2427.4022 | 0 | 0 | 0 | 0 | 0 | 0 | 0 | 0 | 0 | 0 | 0 | 0 | 0 | 0 | 0 | 0 | 0 | 0 | 0 | 0 | 0 | 0 | 0 | 0 | 0 | 0 | 0 | 0 | 0 | 0 | 0 | 0 | 0 | 0 | 0 | 0 | 0 | 0 | 0 | 0 | 0 | 0 | 0 | 2427.4022
| XII.a | Domestic passenger transport |  | 0 | 0 | 0 | 2840.418 | 30.1846 | 203.1595 | 0 | 0 | 0 | 0 | 0 | 3073.762 |  | -23.918 | 0 | 0 | -2897.7003 | -152.1438 | 0 | 0 | 0 | 0 | 0 | 0 | 0 | 0 | 0 | 0 | 0 | 0 | 0 | -3073.762 |  | 0 | 0 | 0 | 0 | 0 | 0 | 0 | 0 | 0 | 0 | 0 | 0 | 0 | 0 | 0 | 0 | 0 | 0 | 0 | 0 |  | 0 | 0 | 0 |  | -4.5475e-13 |  |  | 803.1548 | 0 | 0 | 0 | 0 | 0 | 0 | 0 | 0 | 0 | 0 | 0 | 0 | 0 | 0 | 0 | 0 | 0 | 0 | 0 | 0 | 0 | 0 | 0 | 0 | 0 | 0 | 0 | 0 | 0 | 0 | 0 | 0 | 0 | 0 | 0 | 0 | 0 | 0 | 0 | 0 | 0 | 0 | 0 | 803.1548
| XII.b | Domestic freight |  | 0 | 0 | 0 | 2214.0199 | 89.3455 | 10.3518 | 0 | 0 | 0 | 0 | 0 | 2313.7172 |  | -30.8764 | 0 | 0 | -2282.8408 | 0 | 0 | 0 | 0 | 0 | 0 | 0 | 0 | 0 | 0 | 0 | 0 | 0 | 0 | -2313.7172 |  | 0 | 0 | 0 | 0 | 0 | 0 | 0 | 0 | 0 | 0 | 0 | 0 | 0 | 0 | 0 | 0 | 0 | 0 | 0 | 0 |  | 0 | 0 | 0 |  | 0 |  |  | 608.8884 | 0 | 0 | 0 | 0 | 0 | 0 | 0 | 0 | 0 | 0 | 0 | 0 | 0 | 0 | 0 | 0 | 0 | 0 | 0 | 0 | 0 | 0 | 0 | 0 | 0 | 0 | 0 | 0 | 0 | 0 | 0 | 0 | 0 | 0 | 0 | 0 | 0 | 0 | 0 | 0 | 0 | 0 | 0 | 608.8884
| XII | Transport |  | 0 | 0 | 0 | 5054.4379 | 119.5301 | 213.5112 | 0 | 0 | 0 | 0 | 0 | 5387.4792 |  | -54.7944 | 0 | 0 | -5180.541 | -152.1438 | 0 | 0 | 0 | 0 | 0 | 0 | 0 | 0 | 0 | 0 | 0 | 0 | 0 | -5387.4792 |  | 0 | 0 | 0 | 0 | 0 | 0 | 0 | 0 | 0 | 0 | 0 | 0 | 0 | 0 | 0 | 0 | 0 | 0 | 0 | 0 |  | 0 | 0 | 0 |  | 0 |  |  | 1412.0432 | 0 | 0 | 0 | 0 | 0 | 0 | 0 | 0 | 0 | 0 | 0 | 0 | 0 | 0 | 0 | 0 | 0 | 0 | 0 | 0 | 0 | 0 | 0 | 0 | 0 | 0 | 0 | 0 | 0 | 0 | 0 | 0 | 0 | 0 | 0 | 0 | 0 | 0 | 0 | 0 | 0 | 0 | 0 | 1412.0432
| XIII.a | Domestic Cooking |  | 0 | 0 | 0 | 0 | 0 | 0 | 0 | 0 | 0 | 1099.7851 | 0 | 1099.7851 |  | -19.2214 | 0 | -783.7025 | -154.7328 | -142.1283 | 0 | 0 | 0 | 0 | 0 | 0 | 0 | 0 | 0 | 0 | 0 | 0 | 0 | -1099.7851 |  | 0 | 0 | 0 | 0 | 0 | 0 | 0 | 0 | 0 | 0 | 0 | 0 | 0 | 0 | 0 | 0 | 0 | 0 | 0 | 0 |  | 0 | 0 | 0 |  | 0 | [46 empty] | 0
| XIII.b | Commercial Cooking |  | 0 | 0 | 0 | 0 | 0 | 0 | 0 | 0 | 0 | 0 | 552.1961 | 552.1961 |  | 0 | 0 | 0 | -412.36 | -139.8361 | 0 | 0 | 0 | 0 | 0 | 0 | 0 | 0 | 0 | 0 | 0 | 0 | 0 | -552.1961 |  | 0 | 0 | 0 | 0 | 0 | 0 | 0 | 0 | 0 | 0 | 0 | 0 | 0 | 0 | 0 | 0 | 0 | 0 | 0 | 0 |  | 0 | 0 | 0 |  | 0 |  |  | 137.8063 | 0 | 0 | 0 | 0 | 0 | 0 | 0 | 0 | 0 | 0 | 0 | 0 | 0 | 0 | 0 | 0 | 0 | 0 | 0 | 0 | 0 | 0 | 0 | 0 | 0 | 0 | 0 | 0 | 0 | 0 | 0 | 0 | 0 | 0 | 0 | 0 | 0 | 0 | 0 | 0 | 0 | 0 | 0 | 137.8063
| XIII | Cooking |  | 0 | 0 | 0 | 0 | 0 | 0 | 0 | 0 | 0 | 1099.7851 | 552.1961 | 1651.9812 |  | -19.2214 | 0 | -783.7025 | -567.0928 | -281.9644 | 0 | 0 | 0 | 0 | 0 | 0 | 0 | 0 | 0 | 0 | 0 | 0 | 0 | -1651.9812 |  | 0 | 0 | 0 | 0 | 0 | 0 | 0 | 0 | 0 | 0 | 0 | 0 | 0 | 0 | 0 | 0 | 0 | 0 | 0 | 0 |  | 0 | 0 | 0 |  | 0 |  |  | 137.8063 | 0 | 0 | 0 | 0 | 0 | 0 | 0 | 0 | 0 | 0 | 0 | 0 | 0 | 0 | 0 | 0 | 0 | 0 | 0 | 0 | 0 | 0 | 0 | 0 | 0 | 0 | 0 | 0 | 0 | 0 | 0 | 0 | 0 | 0 | 0 | 0 | 0 | 0 | 0 | 0 | 0 | 0 | 0 | 137.8063
| XIV | Agriculture |  | 0 | 0 | 0 | 0 | 0 | 0 | 0 | 969.3088 | 0 | 0 | 0 | 969.3088 |  | -599.2678 | 0 | 0 | -370.0409 | 0 | 0 | 0 | 0 | 0 | 0 | 0 | 0 | 0 | 0 | 0 | 0 | 0 | 0 | -969.3088 |  | 0 | 0 | 0 | 0 | 0 | 0 | 0 | 0 | 0 | 0 | 0 | 0 | 0 | 0 | 0 | 0 | 0 | 0 | 0 | 0 |  | 0 | 0 | 0 |  | 0 |  |  | 98.6988 | 0 | 0 | 0 | 0 | 0 | 0 | 0 | 0 | 0 | 0 | 0 | 0 | 0 | 0 | 0 | 0 | 0 | 0 | 0 | 0 | 0 | 0 | 0 | 0 | 0 | 0 | 0 | 0 | 0 | 0 | 0 | 0 | 0 | 0 | 0 | 0 | 0 | 0 | 0 | 0 | 0 | 0 | 0 | 98.6988
| XVI | Telecom |  | 0 | 0 | 0 | 0 | 0 | 0 | 0 | 0 | 161.3498 | 0 | 0 | 161.3498 |  | -61.0882 | 0 | 0 | -98.8854 | 0 | 0 | 0 | 0 | 0 | 0 | 0 | 0 | 0 | 0 | 0 | 0 | -1.3762 | 0 | -161.3498 |  | 0 | 0 | 0 | 0 | 0 | 0 | 0 | 0 | 0 | 0 | 0 | 0 | 0 | 0 | 0 | 0 | 0 | 0 | 0 | 0 |  | 0 | 0 | 0 |  | 0 |  |  | 26.3751 | 0 | 0 | 0 | 0 | 0 | 0 | 0 | 0 | 0 | 0 | 0 | 0 | 0 | 0 | 0 | 0 | 0 | 0 | 0 | 0 | 0 | 0 | 0 | 0 | 0 | 0 | 0 | 0 | 0 | 0 | 0 | 0 | 0 | 0 | 0 | 0 | 0 | 0 | 0 | 0 | 0 | 0 | 0 | 26.3751
| Subtotal.Consumption | Total consumption |  | 1804.4492 | 912.1086 | 9897.3853 | 5054.4379 | 119.5301 | 213.5112 | -0.35871 | 969.3088 | 161.3498 | 1099.7851 | 552.1961 | 20783.7033 |  | -4911.7645 | 0 | -6077.2741 | -8283.0826 | -1510.206 | 0 | 0 | 0 | 0 | 0 | 0 | 0 | 0 | 0 | 0 | 0 | -1.3762 | 0 | -20783.7033 |  | 0 | 0 | 0 | 0 | 0 | 0 | 0 | 0 | 0 | 0 | 0 | 0 | 0 | 0 | 0 | 0 | 0 | 0 | 0 | 0 |  | 0 | 0 | 0 |  | 0 |  |  | 4076.2401 | 0 | 0 | 0 | 0 | 0 | 0 | 0 | 0 | 0 | 0 | 0 | 0 | 0 | 0 | 0 | 0 | 0 | 0 | 0 | 0 | 0 | 0 | 0 | 0 | 0 | 0 | 0 | 0 | 0 | 0 | 0 | 0 | 0 | 0 | 0 | 0 | 0 | 0 | 0 | 0 | 0 | 0 | 0 | 4076.2401
[60 empty] | 0 |  | 0
| Supply | [58 empty] | 0 |  | 0
| v.a | Biomass Based Electricity& Biogas |  | 0 | 0 | 0 | 0 | 0 | 0 | 0 | 0 | 0 | 0 | 0 | 0 |  | 0 | 17.9876 | -71.9505 | 0 | 15.2066 | 0 | 0 | 0 | 0 | 0 | 0 | 0 | 0 | 0 | -15.2066 | 0 | 0 | 0 | -53.9628 |  | 0 | 0 | 0 | 0 | 0 | 0 | 0 | 0 | 0 | 0 | 0 | 0 | 0 | 0 | 0 | 0 | 0 | 0 | 0 | 0 |  | 53.9628 | 0 | 53.9628 |  | 0 |  |  | 24.9738 | 0 | 0 | 0 | 0 | 0 | 0 | 0 | 0 | 0 | 0 | 0 | 0 | 0 | 0 | 0 | 0 | 0 | 0 | 0 | 0 | 0 | 0 | 0 | 0 | 0 | 0 | 0 | 0 | 0 | 0 | 0 | 0 | 0 | 0 | 0 | -3.0253 | 0 | 0 | 0 | 0 | 0 | 0 | 0 | 21.9485
| V.b | First & Second Generation Bio Fuels |  | 0 | 0 | 0 | 0 | 0 | 0 | 0 | 0 | 0 | 0 | 0 | 0 |  | 0 | 0 | 0 | 32.2828 | 0 | 0 | 0 | 0 | 0 | 0 | 0 | 0 | -0.79228 | -31.0323 | -0.45826 | 0 | 0 | 0 | -1.5543e-15 |  | 0 | 0 | 0 | 0 | 0 | 0 | 0 | 0 | 0 | 0 | 0 | 0 | 0 | 0 | 0 | 0 | 0 | 0 | 0 | 0 |  | 0 | 0 | 0 |  | -1.5543e-15 |  |  | 0 | 0 | 0 | 0 | 0 | 0 | 0 | 0 | 0 | 0 | 0 | 0 | 0 | 0 | 0 | 0 | 0 | 0 | 0 | 0 | 0 | 0 | 0 | 0 | 0 | 0 | 0 | 0 | 0 | 0 | 0 | 0 | 0 | 0 | 0 | 0 | -8.6106 | 0 | 0 | 0 | 0 | 0 | 0 | 0 | -8.6106
| V.c | Advanced Bio Fuels |  | 0 | 0 | 0 | 0 | 0 | 0 | 0 | 0 | 0 | 0 | 0 | 0 |  | 0 | 0 | 0 | 0 | 0 | 0 | 0 | 0 | 0 | 0 | 0 | 0 | 0 | 0 | 0.45826 | 0 | 0 | 0 | 0.45826 |  | 0 | 0 | 0 | 0 | 0 | 0 | 0 | 0 | 0 | 0 | 0 | 0 | 0 | 0 | 0 | 0 | 0 | 0 | -0.45826 | -0.45826 |  | 0 | 0 | 0 |  | 0 |  |  | 0 | 0 | 0 | 0 | 0 | 0 | 0 | 0 | 0 | 0 | 0 | 0 | 0 | 0 | 0 | 0 | 0 | 0 | 0 | 0 | 0 | 0 | 0 | 0 | 0 | 0 | 0 | 0 | 0 | 0 | 0 | 0 | 0 | 0 | 0 | 0 | 0 | 0 | 0 | 0 | 0 | 0 | 0 | 0 | 0
| V.d | Bio-feedstock prodctn & bio-conversion |  | 0 | 0 | 0 | 0 | 0 | 0 | 0 | 0 | 0 | 0 | 0 | 0 |  | 0 | 0 | 0 | 0 | 0 | 0 | 0 | 0 | 0 | 0 | 0 | 0 | 0.79228 | 971.0057 | 15.2066 | 0 | 0 | 0 | 987.0045 |  | 0 | 0 | 0 | 0 | 0 | 0 | 0 | 0 | 0 | 0 | 0 | 0 | 0 | 0 | 0 | 0 | 0 | -0.79228 | -986.2123 | -987.0045 |  | 0 | 0 | 0 |  | 0 |  |  | 0 | 0 | 0 | 0 | 0 | 0 | 0 | 0 | 0 | 0 | 0 | 0 | 0 | 0 | 0 | 0 | 0 | 0 | 0 | 0 | 0 | 0 | 0 | 0 | 0 | 0 | 0 | 0 | 0 | 0 | 0 | 0 | 0 | 0 | 0 | 0 | -24.9738 | 0 | 0 | 0 | 0 | 0 | 0 | 0 | -24.9738
| V.e | Fuel For Cooking |  | 0 | 0 | 0 | 0 | 0 | 0 | 0 | 0 | 0 | 0 | 0 | 0 |  | 0 | 0 | 939.9735 | 0 | 0 | 0 | 0 | 0 | 0 | 0 | 0 | 0 | 0 | -939.9735 | 0 | 0 | 0 | 0 | 0 |  | 0 | 0 | 0 | 0 | 0 | 0 | 0 | 0 | 0 | 0 | 0 | 0 | 0 | 0 | 0 | 0 | 0 | 0 | 0 | 0 |  | 0 | 0 | 0 |  | 0 |  |  | 0 | 0 | 0 | 0 | 0 | 0 | 0 | 0 | 0 | 0 | 0 | 0 | 0 | 0 | 0 | 0 | 0 | 0 | 0 | 0 | 0 | 0 | 0 | 0 | 0 | 0 | 0 | 0 | 0 | 0 | 0 | 0 | 0 | 0 | 0 | 0 | -301.288 | 0 | 0 | 0 | 0 | 0 | 0 | 0 | -301.288
| V | Bioenergy |  | 0 | 0 | 0 | 0 | 0 | 0 | 0 | 0 | 0 | 0 | 0 | 0 |  | 0 | 17.9876 | 868.023 | 32.2828 | 15.2066 | 0 | 0 | 0 | 0 | 0 | 0 | 0 | 0 | 0 | 0 | 0 | 0 | 0 | 933.5 |  | 0 | 0 | 0 | 0 | 0 | 0 | 0 | 0 | 0 | 0 | 0 | 0 | 0 | 0 | 0 | 0 | 0 | -0.79228 | -986.6705 | -987.4628 |  | 53.9628 | 0 | 53.9628 |  | -7.816e-14 |  |  | 24.9738 | 0 | 0 | 0 | 0 | 0 | 0 | 0 | 0 | 0 | 0 | 0 | 0 | 0 | 0 | 0 | 0 | 0 | 0 | 0 | 0 | 0 | 0 | 0 | 0 | 0 | 0 | 0 | 0 | 0 | 0 | 0 | 0 | 0 | 0 | 0 | -337.8977 | 0 | 0 | 0 | 0 | 0 | 0 | 0 | -312.9239
| VI.a | Waste to Electricity |  | 0 | 0 | 0 | 0 | 0 | 0 | 0 | 0 | 0 | 0 | 0 | 0 |  | 0 | 0 | 0 | 0 | 0 | 0 | 0 | 0 | 0 | 0 | 0 | 0 | 0 | 0 | 0 | 0 | 0 | 0 | 0 |  | 0 | 0 | 0 | 0 | 0 | 0 | 0 | 0 | 0 | 0 | 0 | 0 | 0 | 0 | 0 | 0 | 0 | 0 | 0 | 0 |  | 0 | 0 | 0 |  | 0 |  |  | 0 | 0 | 0 | 0 | 0 | 0 | 0 | 0 | 0 | 0 | 0 | 0 | 0 | 0 | 0 | 0 | 0 | 0 | 0 | 0 | 0 | 0 | 0 | 0 | 0 | 0 | 0 | 0 | 0 | 0 | 0 | 0 | 0 | 0 | 0 | 0 | 0 | 0 | 0 | 0 | 0 | 0 | 0 | 0 | 0
| VI | Waste |  | 0 | 0 | 0 | 0 | 0 | 0 | 0 | 0 | 0 | 0 | 0 | 0 |  | 0 | 0 | 0 | 0 | 0 | 0 | 0 | 0 | 0 | 0 | 0 | 0 | 0 | 0 | 0 | 0 | 0 | 0 | 0 |  | 0 | 0 | 0 | 0 | 0 | 0 | 0 | 0 | 0 | 0 | 0 | 0 | 0 | 0 | 0 | 0 | 0 | 0 | 0 | 0 |  | 0 | 0 | 0 |  | 0 |  |  | 0 | 0 | 0 | 0 | 0 | 0 | 0 | 0 | 0 | 0 | 0 | 0 | 0 | 0 | 0 | 0 | 0 | 0 | 0 | 0 | 0 | 0 | 0 | 0 | 0 | 0 | 0 | 0 | 0 | 0 | 0 | 0 | 0 | 0 | 0 | 0 | 0 | 0 | 0 | 0 | 0 | 0 | 0 | 0 | 0
| XV.a | Domestic Gas Production |  | 0 | 0 | 0 | 0 | 0 | 0 | 0 | 0 | 0 | 0 | 0 | 0 |  | 0 | 0 | 0 | 0 | 0 | 0 | 0 | 722.9297 | 0 | 0 | 0 | 0 | 0 | 0 | 0 | 0 | 0 | 0 | 722.9297 |  | 0 | 0 | -722.9297 | 0 | 0 | 0 | 0 | 0 | 0 | 0 | 0 | 0 | 0 | 0 | 0 | 0 | 0 | 0 | 0 | -722.9297 |  | 0 | 0 | 0 |  | 0 |  |  | 0 | 0 | 0 | 0 | 0 | 0 | 0 | 0 | 0 | 0 | 0 | 0 | 0 | 0 | 0 | 0 | 0 | 0 | 0 | 0 | 0 | 0 | 0 | 0 | 0 | 0 | 0 | 0 | 0 | 0 | 0 | 0 | 0 | 0 | 0 | 0 | 0 | 0 | 0 | 0 | 0 | 0 | 0 | 0 | 0
| XV.b | Domestic Coal Production |  | 0 | 0 | 0 | 0 | 0 | 0 | 0 | 0 | 0 | 0 | 0 | 0 |  | 0 | 0 | 0 | 0 | 0 | 3406.6022 | 0 | 0 | 0 | 0 | 0 | 0 | 0 | 0 | 0 | 0 | 0 | 0 | 3406.6022 |  | -3406.6022 | 0 | 0 | 0 | 0 | 0 | 0 | 0 | 0 | 0 | 0 | 0 | 0 | 0 | 0 | 0 | 0 | 0 | 0 | -3406.6022 |  | 0 | 0 | 0 |  | 0 |  |  | 0 | 0 | 0 | 0 | 0 | 0 | 0 | 0 | 0 | 0 | 0 | 0 | 0 | 0 | 0 | 0 | 0 | 0 | 0 | 0 | 0 | 0 | 0 | 0 | 0 | 0 | 0 | 0 | 0 | 0 | 0 | 0 | 0 | 0 | 0 | 0 | 0 | 0 | 0 | 0 | 0 | 0 | 0 | 0 | 0
| xv.c | Domestic Oil Production |  | 0 | 0 | 0 | 0 | 0 | 0 | 0 | 0 | 0 | 0 | 0 | 0 |  | 0 | 0 | 0 | 0 | 0 | 0 | 401.1302 | 0 | 0 | 0 | 0 | 0 | 0 | 0 | 0 | 0 | 0 | 0 | 401.1302 |  | 0 | -401.1302 | 0 | 0 | 0 | 0 | 0 | 0 | 0 | 0 | 0 | 0 | 0 | 0 | 0 | 0 | 0 | 0 | 0 | -401.1302 |  | 0 | 0 | 0 |  | 0 |  |  | 0 | 0 | 0 | 0 | 0 | 0 | 0 | 0 | 0 | 0 | 0 | 0 | 0 | 0 | 0 | 0 | 0 | 0 | 0 | 0 | 0 | 0 | 0 | 0 | 0 | 0 | 0 | 0 | 0 | 0 | 0 | 0 | 0 | 0 | 0 | 0 | 0 | 0 | 0 | 0 | 0 | 0 | 0 | 0 | 0
| XV | Fossil fuel production |  | 0 | 0 | 0 | 0 | 0 | 0 | 0 | 0 | 0 | 0 | 0 | 0 |  | 0 | 0 | 0 | 0 | 0 | 3406.6022 | 401.1302 | 722.9297 | 0 | 0 | 0 | 0 | 0 | 0 | 0 | 0 | 0 | 0 | 4530.6622 |  | -3406.6022 | -401.1302 | -722.9297 | 0 | 0 | 0 | 0 | 0 | 0 | 0 | 0 | 0 | 0 | 0 | 0 | 0 | 0 | 0 | 0 | -4530.6622 |  | 0 | 0 | 0 |  | 0 |  |  | 0 | 0 | 0 | 0 | 0 | 0 | 0 | 0 | 0 | 0 | 0 | 0 | 0 | 0 | 0 | 0 | 0 | 0 | 0 | 0 | 0 | 0 | 0 | 0 | 0 | 0 | 0 | 0 | 0 | 0 | 0 | 0 | 0 | 0 | 0 | 0 | 0 | 0 | 0 | 0 | 0 | 0 | 0 | 0 | 0
| III | Hydro Electric Power Generation |  | 0 | 0 | 0 | 0 | 0 | 0 | 0 | 0 | 0 | 0 | 0 | 0 |  | 0 | 171.8136 | 0 | 0 | 0 | 0 | 0 | 0 | 0 | 0 | 0 | 0 | 0 | 0 | 0 | 0 | 0 | 0 | 171.8136 |  | 0 | 0 | 0 | 0 | 0 | 0 | 0 | 0 | 0 | 0 | 0 | 0 | 0 | 0 | 0 | -171.8136 | 0 | 0 | 0 | -171.8136 |  | 0 | 0 | 0 |  | 0 | 0 | 0 | 0 | 0 | 0 | 0 | 0 | 0 | 0 | 0 | 0 | 0 | 0 | 0 | 0 | 0 | 0 | 0 | 0 | 0 | 0 | 0 | 0 | 0 | 0 | 0 | 0 | 0 | 0 | 0 | 0 | 0 | 0 | 0 | 0 | 0 | 0 | 0 | 0 | 0 | 0 | 0 | 0 | 0 | 0 | 0 | 0
| IV.a | Solar PV |  | 0 | 0 | 0 | 0 | 0 | 0 | 0 | 0 | 0 | 0 | 0 | 0 |  | 0 | 69.1199 | 0 | 0 | 0 | 0 | 0 | 0 | 0 | 0 | 0 | 0 | 0 | 0 | 0 | 0 | 1.3762 | 0 | 70.4961 |  | 0 | 0 | 0 | 0 | 0 | 0 | 0 | 0 | 0 | 0 | -70.4961 | 0 | 0 | 0 | 0 | 0 | 0 | 0 | 0 | -70.4961 |  | 0 | 0 | 0 |  | 0 | 0 | 0 | 0 | 0 | 0 | 0 | 0 | 0 | 0 | 0 | 0 | 0 | 0 | 0 | 0 | 0 | 0 | 0 | 0 | 0 | 0 | 0 | 0 | 0 | 0 | 0 | 0 | 0 | 0 | 0 | 0 | 0 | 0 | 0 | 0 | 0 | 0 | 0 | 0 | 0 | 0 | 0 | 0 | 0 | 0 | 0 | 0
| IV.b | Solar CSP |  | 0 | 0 | 0 | 0 | 0 | 0 | 0 | 0 | 0 | 0 | 0 | 0 |  | 0 | 37.8165 | 0 | 0 | 0 | 0 | 0 | 0 | 0 | 0 | 0 | 0 | 0 | 0 | 0 | 0 | 0 | 0 | 37.8165 |  | 0 | 0 | 0 | 0 | 0 | 0 | 0 | 0 | 0 | 0 | -37.8165 | 0 | 0 | 0 | 0 | 0 | 0 | 0 | 0 | -37.8165 |  | 0 | 0 | 0 |  | 0 | 0 | 0 | 0 | 0 | 0 | 0 | 0 | 0 | 0 | 0 | 0 | 0 | 0 | 0 | 0 | 0 | 0 | 0 | 0 | 0 | 0 | 0 | 0 | 0 | 0 | 0 | 0 | 0 | 0 | 0 | 0 | 0 | 0 | 0 | 0 | 0 | 0 | 0 | 0 | 0 | 0 | 0 | 0 | 0 | 0 | 0 | 0
| IV.c.1 | Onshore Wind |  | 0 | 0 | 0 | 0 | 0 | 0 | 0 | 0 | 0 | 0 | 0 | 0 | 0 | 0 | 139.8615 | 0 | 0 | 0 | 0 | 0 | 0 | 0 | 0 | 0 | 0 | 0 | 0 | 0 | 0 | 0 | 0 | 139.8615 | 0 | 0 | 0 | 0 | 0 | 0 | 0 | 0 | 0 | 0 | 0 | 0 | -139.8615 | 0 | 0 | 0 | 0 | 0 | 0 | 0 | -139.8615 | 0 | 0 | 0 | 0 | 0 | 0 | 0 | 0 | 0 | 0 | 0 | 0 | 0 | 0 | 0 | 0 | 0 | 0 | 0 | 0 | 0 | 0 | 0 | 0 | 0 | 0 | 0 | 0 | 0 | 0 | 0 | 0 | 0 | 0 | 0 | 0 | 0 | 0 | 0 | 0 | 0 | 0 | 0 | 0 | 0 | 0 | 0 | 0 | 0 | 0 | 0 | 0 | 0
| IV.c.2 | Offshore Wind |  | 0 | 0 | 0 | 0 | 0 | 0 | 0 | 0 | 0 | 0 | 0 | 0 | 0 | 0 | 11.1766 | 0 | 0 | 0 | 0 | 0 | 0 | 0 | 0 | 0 | 0 | 0 | 0 | 0 | 0 | 0 | 0 | 11.1766 | 0 | 0 | 0 | 0 | 0 | 0 | 0 | 0 | 0 | 0 | 0 | 0 | -11.1766 | 0 | 0 | 0 | 0 | 0 | 0 | 0 | -11.1766 | 0 | 0 | 0 | 0 | 0 | 0 | 0 | 0 | 0 | 0 | 0 | 0 | 0 | 0 | 0 | 0 | 0 | 0 | 0 | 0 | 0 | 0 | 0 | 0 | 0 | 0 | 0 | 0 | 0 | 0 | 0 | 0 | 0 | 0 | 0 | 0 | 0 | 0 | 0 | 0 | 0 | 0 | 0 | 0 | 0 | 0 | 0 | 0 | 0 | 0 | 0 | 0 | 0
| IV.d | Small Hydro |  | 0 | 0 | 0 | 0 | 0 | 0 | 0 | 0 | 0 | 0 | 0 | 0 |  | 0 | 33.9023 | 0 | 0 | 0 | 0 | 0 | 0 | 0 | 0 | 0 | 0 | 0 | 0 | 0 | 0 | 0 | 0 | 33.9023 |  | 0 | 0 | 0 | 0 | 0 | 0 | 0 | 0 | 0 | 0 | 0 | 0 | 0 | 0 | 0 | -33.9023 | 0 | 0 | 0 | -33.9023 |  | 0 | 0 | 0 |  | 0 | 0 | 0 | 0 | 0 | 0 | 0 | 0 | 0 | 0 | 0 | 0 | 0 | 0 | 0 | 0 | 0 | 0 | 0 | 0 | 0 | 0 | 0 | 0 | 0 | 0 | 0 | 0 | 0 | 0 | 0 | 0 | 0 | 0 | 0 | 0 | 0 | 0 | 0 | 0 | 0 | 0 | 0 | 0 | 0 | 0 | 0 | 0
| IV | National renewable power generation |  | 0 | 0 | 0 | 0 | 0 | 0 | 0 | 0 | 0 | 0 | 0 | 0 |  | 0 | 291.8769 | 0 | 0 | 0 | 0 | 0 | 0 | 0 | 0 | 0 | 0 | 0 | 0 | 0 | 0 | 1.3762 | 0 | 293.253 |  | 0 | 0 | 0 | 0 | 0 | 0 | 0 | 0 | 0 | 0 | -108.3126 | -151.0382 | 0 | 0 | 0 | -33.9023 | 0 | 0 | 0 | -293.253 |  | 0 | 0 | 0 |  | 0 |  |  | 0 | 0 | 0 | 0 | 0 | 0 | 0 | 0 | 0 | 0 | 0 | 0 | 0 | 0 | 0 | 0 | 0 | 0 | 0 | 0 | 0 | 0 | 0 | 0 | 0 | 0 | 0 | 0 | 0 | 0 | 0 | 0 | 0 | 0 | 0 | 0 | 0 | 0 | 0 | 0 | 0 | 0 | 0 | 0 | 0
| II | Nuclear power generation |  | 0 | 0 | 0 | 0 | 0 | 0 | 0 | 0 | 0 | 0 | 0 | 0 |  | 0 | 61.7126 | 0 | 0 | 0 | 0 | 0 | 0 | 0 | 0 | 0 | 0 | 0 | 0 | 0 | 0 | 0 | 0 | 61.7126 |  | 0 | 0 | 0 | 0 | 0 | 0 | 0 | 0 | 0 | -176.3218 | 0 | 0 | 0 | 0 | 0 | 0 | 0 | 0 | 0 | -176.3218 |  | 114.6092 | 0 | 114.6092 |  | 0 |  |  | 0 | 0 | 0 | 0 | 0 | 0 | 0 | 0 | 0 | 0 | 0 | 0 | 0 | 0 | 0 | 0 | 0 | 0 | 0 | 0 | 0 | 0 | 0 | 0 | 0 | 0 | 0 | 0 | 0 | 0 | 0 | 0 | 0 | 0 | 0 | 0 | 0 | 0 | 0 | 0 | 0 | 0 | 0 | 0 | 0
| I.b | Coal power stations |  | 0 | 0 | 0 | 0 | 0 | 0 |  | 0 | 0 | 0 | 0 | 0 |  | 0 | 631.6617 | -1871.0381 | 0 | 0 | 0 | 0 | 0 | 0 | 0 | 0 | 0 | 0 | 0 | 0 | 0 | 0 | 0 | -1239.3764 |  | 0 | 0 | 0 | 0 | 0 | 0 | 0 | 0 | 0 | 0 | 0 | 0 | 0 | 0 | 0 | 0 | 0 | 0 | 0 | 0 |  | 1184.4493 | 54.9271 | 1239.3764 |  | 0 |  |  | 649.4313 | 0 | 0 | 0 | 0 | 0 | 0 | 0 | 0 | 0 | 0 | 0 | 0 | 0 | 0 | 0 | 0 | 0 | 0 | 0 | 0 | 0 | 0 | 0 | 0 | 0 | 0 | 0 | 0 | 0 | 0 | 0 | 0 | 0 | 0 | 0 | 0 | 0 | 0 | 0 | 0 | 0 | 0 | 0 | 649.4313
| I.a | Gas Power Stations |  | 0 | 0 | 0 | 0 | 0 | 0 |  | 0 | 0 | 0 | 0 | 0 |  | 0 | 109.8605 | 0 | 0 | -217.6579 | 0 | 0 | 0 | 0 | 0 | 0 | 0 | 0 | 0 | 0 | 0 | 0 | 0 | -107.7974 |  | 0 | 0 | 0 | 0 | 0 | 0 | 0 | 0 | 0 | 0 | 0 | 0 | 0 | 0 | 0 | 0 | 0 | 0 | 0 | 0 |  | 107.7974 | 0 | 107.7974 |  | 0 |  |  | 36.4274 | 0 | 0 | 0 | 0 | 0 | 0 | 0 | 0 | 0 | 0 | 0 | 0 | 0 | 0 | 0 | 0 | 0 | 0 | 0 | 0 | 0 | 0 | 0 | 0 | 0 | 0 | 0 | 0 | 0 | 0 | 0 | 0 | 0 | 0 | 0 | 0 | 0 | 0 | 0 | 0 | 0 | 0 | 0 | 36.4274
| I.c | Carbon Capture Storage (CCS) |  | 0 | 0 | 0 | 0 | 0 | 0 |  | 0 | 0 | 0 | 0 | 0 |  | 0 | 14.3587 | -92.9727 | 0 | 0 | 0 | 0 | 0 | 0 | 0 | 0 | 0 | 0 | 0 | 0 | 0 | 0 | 0 | -78.614 |  | 0 | 0 | 0 | 0 | 0 | 0 | 0 | 0 | 0 | 0 | 0 | 0 | 0 | 0 | 0 | 0 | 0 | 0 | 0 | 0 |  | 62.2917 | 16.3223 | 78.614 |  | 0 |  |  | 32.2705 | 0 | 0 | 0 | 0 | 0 | 0 | 0 | 0 | 0 | 0 | 0 | 0 | 0 | 0 | 0 | 0 | 0 | 0 | 0 | 0 | 0 | 0 | 0 | 0 | 0 | 0 | 0 | 0 | 0 | 0 | 0 | 0 | 0 | 0 | 0 | 0 | 0 | 0 | 0 | -29.0435 | 0 | 0 | 0 | 3.2271
| Subtotal.I.d | Total electricity supply (demand) to this point | [14 empty] | -4911.7645 | 375.924
| I.d | Electricity Balancing Requirement |  | 0 | 0 | 0 | 0 | 0 | 0 | 0 | 0 | 0 | 0 | 0 | 0 |  | 0 | 4535.8405 | -12338.4262 | 0 | 0 | 0 | 0 | 0 | 0 | 0 | 0 | 0 | 0 | 0 | 0 | 0 | 0 | 0 | -7802.5857 |  | 0 | 0 | 0 | 0 | 0 | 0 | 0 | 0 | 0 | 0 | 0 | 0 | 0 | 0 | 0 | 0 | 0 | 0 | 0 | 0 |  | 7575.7937 | 226.792 | 7802.5857 |  | 0 |  |  | 4282.6279 | 0 | 0 | 0 | 0 | 0 | 0 | 0 | 0 | 0 | 0 | 0 | 0 | 0 | 0 | 0 | 0 | 0 | 0 | 0 | 0 | 0 | 0 | 0 | 0 | 0 | 0 | 0 | 0 | 0 | 0 | 0 | 0 | 0 | 0 | 0 | 0 | 0 | 0 | 0 | 0 | 0 | 0 | 0 | 4282.6279
| I | Hydrocarbon fuel power generation |  | 0 | 0 | 0 | 0 | 0 | 0 | 0 | 0 | 0 | 0 | 0 | 0 |  | 0 | 5291.7214 | -14302.437 | 0 | -217.6579 | 0 | 0 | 0 | 0 | 0 | 0 | 0 | 0 | 0 | 0 | 0 | 0 | 0 | -9228.3735 |  | 0 | 0 | 0 | 0 | 0 | 0 | 0 | 0 | 0 | 0 | 0 | 0 | 0 | 0 | 0 | 0 | 0 | 0 | 0 | 0 |  | 8930.3321 | 298.0414 | 9228.3735 |  | 0 |  |  | 5000.7572 | 0 | 0 | 0 | 0 | 0 | 0 | 0 | 0 | 0 | 0 | 0 | 0 | 0 | 0 | 0 | 0 | 0 | 0 | 0 | 0 | 0 | 0 | 0 | 0 | 0 | 0 | 0 | 0 | 0 | 0 | 0 | 0 | 0 | 0 | 0 | 0 | 0 | 0 | 0 | -29.0435 | 0 | 0 | 0 | 4971.7137
| Subtotal.Supply | Total supply |  | 0 | 0 | 0 | 0 | 0 | 0 | 0 | 0 | 0 | 0 | 0 | 0 |  | 0 | 5835.1122 | -13434.414 | 32.2828 | -202.4514 | 3406.6022 | 401.1302 | 722.9297 | 0 | 0 | 0 | 0 | 0 | 0 | 0 | 0 | 1.3762 | 0 | -3237.4321 |  | -3406.6022 | -401.1302 | -722.9297 | 0 | 0 | 0 | 0 | 0 | 0 | -176.3218 | -108.3126 | -151.0382 | 0 | 0 | 0 | -205.7159 | 0 | -0.79228 | -986.6705 | -6159.5135 |  | 9098.9041 | 298.0414 | 9396.9455 |  | 0 |  |  | 5000.7572 | 0 | 0 | 0 | 0 | 0 | 0 | 0 | 0 | 0 | 0 | 0 | 0 | 0 | 0 | 0 | 0 | 0 | 0 | 0 | 0 | 0 | 0 | 0 | 0 | 0 | 0 | 0 | 0 | 0 | 0 | 0 | 0 | 0 | 0 | 0 | 0 | 0 | 0 | 0 | -29.0435 | 0 | 0 | 0 | 4971.7137
0
| Distribution, storage, and balancing | [60 empty] | 0
0
| VII.a | Electricity imports |  | 0 | 0 | 0 | 0 | 0 | 0 |  | 0 | 0 | 0 | 0 | 0 |  | 0 | 55 | 0 | 0 | 0 | 0 | 0 | 0 | 0 | 0 | 0 | 0 | 0 | 0 | 0 | 0 | 0 | 0 | 55 |  | 0 | 0 | 0 | 0 | -55 | 0 | 0 | 0 | 0 | 0 | 0 | 0 | 0 | 0 | 0 | 0 | 0 | 0 | 0 | -55 |  | 0 | 0 | 0 |  | 0 |  |  | 0 | 0 | 0 | 0 | 0 | 0 | 0 | 0 | 0 | 0 | 0 | 0 | 0 | 0 | 0 | 0 | 0 | 0 | 0 | 0 | 0 | 0 | 0 | 0 | 0 | 0 | 0 | 0 | 0 | 0 | 0 | 0 | 0 | 0 | 0 | 0 | 0 | 0 | 0 | 0 | 0 | 0 | 0 | 0
| Subtotal.VII.b | Total electricity supply (demand) prior to generation | [14 empty] | -4911.7645 | 598.3907 | [43 empty] | 0
| VII.b | T&D Losses |  | 0 | 0 | 0 | 0 | 0 | 0 |  | 0 | 0 | 0 | 0 | 0 |  | 0 | -978.3476 | 0 | 0 | 0 | 0 | 0 | 0 | 0 | 0 | 0 | 0 | 0 | 0 | 0 | 0 | 0 | 0 | -978.3476 |  | 0 | 0 | 0 | 0 | 0 | 0 | 0 | 0 | 0 | 0 | 0 | 0 | 0 | 0 | 0 | 0 | 0 | 0 | 0 | 0 |  | 0 | 978.3476 | 978.3476 |  | 0 |  |  | 0 | 0 | 0 | 0 | 0 | 0 | 0 | 0 | 0 | 0 | 0 | 0 | 0 | 0 | 0 | 0 | 0 | 0 | 0 | 0 | 0 | 0 | 0 | 0 | 0 | 0 | 0 | 0 | 0 | 0 | 0 | 0 | 0 | 0 | 0 | 0 | 0 | 0 | 0 | 0 | 0 | 0 | 0 | 0
| VII.c | Storage, demand shifting |  | 0 | 0 | 0 | 0 | 0 | 0 |  | 0 | 0 | 0 | 0 | 0 |  | 0 | 0 | 0 | 0 | 0 | 0 | 0 | 0 | 0 | 0 | 0 | 0 | 0 | 0 | 0 | 0 | 0 | 0 | 0 |  | 0 | 0 | 0 | 0 | 0 | 0 | 0 | 0 | 0 | 0 | 0 | 0 | 0 | 0 | 0 | 0 | 0 | 0 | 0 | 0 |  | 0 | 0 | 0 |  | 0 |  |  | 0 | 0 | 0 | 0 | 0 | 0 | 0 | 0 | 0 | 0 | 0 | 0 | 0 | 0 | 0 | 0 | 0 | 0 | 0 | 0 | 0 | 0 | 0 | 0 | 0 | 0 | 0 | 0 | 0 | 0 | 0 | 0 | 0 | 0 | 0 | 0 | 0 | 0 | 0 | 0 | 0 | 0 | 0 | 0
| VII | Electricity distribution, storage, and balancing |  | 0 | 0 | 0 | 0 | 0 | 0 |  | 0 | 0 | 0 | 0 | 0 |  | 0 | -923.3476 | 0 | 0 | 0 | 0 | 0 | 0 | 0 | 0 | 0 | 0 | 0 | 0 | 0 | 0 | 0 | 0 | -923.3476 |  | 0 | 0 | 0 | 0 | -55 | 0 | 0 | 0 | 0 | 0 | 0 | 0 | 0 | 0 | 0 | 0 | 0 | 0 | 0 | -55 |  | 0 | 978.3476 | 978.3476 |  | 0 |  |  | 0 | 0 | 0 | 0 | 0 | 0 | 0 | 0 | 0 | 0 | 0 | 0 | 0 | 0 | 0 | 0 | 0 | 0 | 0 | 0 | 0 | 0 | 0 | 0 | 0 | 0 | 0 | 0 | 0 | 0 | 0 | 0 | 0 | 0 | 0 | 0 | 0 | 0 | 0 | 0 | 0 | 0 | 0 | 0 | 0
[62 empty] | 0 | [46 empty] | 0
| Subtotal.V.a | Total supply / (demand) to this point | [16 empty] | -19511.6881 | -8250.7998 | -1712.6574 | [5 empty] | 0 | 0 | 0 | 0 | 0 | 0 | [76 empty] | 0
| Subtotal.XVII.a | Requested hydrocarbons | [14 empty] | -4911.7645 | 4911.7645 | -19511.6881 | -8250.7998 | -1712.6574 | [87 empty] | 0
| XVII.a | Fossil Fuel Transfer |  | 0 | 0 | 0 | 0 | 0 | 0 |  | 0 | 0 | 0 | 0 | 0 |  | 0 | 0 | 19511.6881 | 8250.7998 | 1712.6574 | -19511.6881 | -8828.3558 | -1969.556 | 0 | 0 | 0 | 0 | 0 | 0 | 0 | 0 | 0 | 0 | -834.4546 |  | 0 | 0 | 0 | 0 | 0 | 0 | 0 | 0 | 0 | 0 | 0 | 0 | 0 | 0 | 0 | 0 | 0 | 0 | 0 | 0 |  | 0 | 834.4546 | 834.4546 |  | 0 |  |  | 0 | 0 | 0 | 0 | 0 | 0 | 0 | 0 | 0 | 0 | 0 | 0 | 0 | 0 | 0 | 0 | 0 | 0 | 0 | 0 | 0 | 0 | 0 | 0 | 0 | 0 | 0 | 0 | 0 | 0 | 0 | 0 | 0 | 0 | 0 | 0 | 0 | 0 | 0 | 0 | 0 | 0 | 0 | 0 | 0
* | XVII.b | Fossil fuel Imports | [12 empty] | 0 |  |  | 9.0949e-13 |  |  |  | 16105.0859 | 8427.2255 | 1246.6262 | [10 empty] | 25778.9376 | [5 empty] | -9.0949e-13 | 0 | -16105.0859 | -8427.2255 | -1246.6262 | [10 empty] | -25778.9376 |  |  |  | 0 |  | 0 |  |  | 0 | 0 | 0 | 0 | 0 | 0 | 0 | 0 | 0 | 0 | 0 | 0 | 0 | 0 | 0 | 0 | 0 | 0 | 0 | 0 | 0 | 0 | 0 | 0 | 0 | 0 | 0 | 0 | 0 | 0 | 0 | 0 | 0 | 0 | 0 | 0 | 0 | 0 | 0 | 0 | 0 | 0 | 0 | 0 | 0
* | XVII | Transfer |  | 0 | 0 | 0 | 0 | 0 | 0 |  | 0 | 0 | 0 | 0 | 0 |  | 0 | 9.0949e-13 | 19511.6881 | 8250.7998 | 1712.6574 | -3406.6022 | -401.1302 | -722.9297 | 0 | 0 | 0 | 0 | 0 | 0 | 0 | 0 | 0 | 0 | 24944.483 |  | 0 | 0 | 0 | 0 | -9.0949e-13 | 0 | -16105.0859 | -8427.2255 | -1246.6262 | 0 | 0 | 0 | 0 | 0 | 0 | 0 | 0 | 0 | 0 | -25778.9376 |  | 0 | 834.4546 | 834.4546 |  | -8.1855e-12 |  |  | 0 | 0 | 0 | 0 | 0 | 0 | 0 | 0 | 0 | 0 | 0 | 0 | 0 | 0 | 0 | 0 | 0 | 0 | 0 | 0 | 0 | 0 | 0 | 0 | 0 | 0 | 0 | 0 | 0 | 0 | 0 | 0 | 0 | 0 | 0 | 0 | 0 | 0 | 0 | 0 | 0 | 0 | 0 | 0 | 0
| Subtotal.Balancing | Total Dist'n, storage, and balancing |  | 0 | 0 | 0 | 0 | 0 | 0 | 0 | 0 | 0 | 0 | 0 | 0 |  | 0 | -923.3476 | 19511.6881 | 8250.7998 | 1712.6574 | -3406.6022 | -401.1302 | -722.9297 | 0 | 0 | 0 | 0 | 0 | 0 | 0 | 0 | 0 | 0 | 24021.1354 |  | 0 | 0 | 0 | 0 | -55 | 0 | -16105.0859 | -8427.2255 | -1246.6262 | 0 | 0 | 0 | 0 | 0 | 0 | 0 | 0 | 0 | 0 | -25833.9376 |  | 0 | 1812.8022 | 1812.8022 |  | -8.6402e-12 |  |  | 0 | 0 | 0 | 0 | 0 | 0 | 0 | 0 | 0 | 0 | 0 | 0 | 0 | 0 | 0 | 0 | 0 | 0 | 0 | 0 | 0 | 0 | 0 | 0 | 0 | 0 | 0 | 0 | 0 | 0 | 0 | 0 | 0 | 0 | 0 | 0 | 0 | 0 | 0 | 0 | 0 | 0 | 0 | 0 | 0
0
0
| Net balance |  |  | 1804.4492 | 912.1086 | 9897.3853 | 5054.4379 | 119.5301 | 213.5112 | -0.35871 | 969.3088 | 161.3498 | 1099.7851 | 552.1961 | 20783.7033 |  | -4911.7645 | 4911.7645 | 0 | 0 | 0 | 0 | 0 | 0 | 0 | 0 | 0 | 0 | 0 | 0 | 0 | 0 | 0 | 0 | 0 |  | -3406.6022 | -401.1302 | -722.9297 | 0 | -55 | 0 | -16105.0859 | -8427.2255 | -1246.6262 | -176.3218 | -108.3126 | -151.0382 | 0 | 0 | 0 | -205.7159 | 0 | -0.79228 | -986.6705 | -31993.4511 |  | 9098.9041 | 2110.8436 | 11209.7478 |  | 0 |  |  | 9076.9973 | 0 | 0 | 0 | 0 | 0 | 0 | 0 | 0 | 0 | 0 | 0 | 0 | 0 | 0 | 0 | 0 | 0 | 0 | 0 | 0 | 0 | 0 | 0 | 0 | 0 | 0 | 0 | 0 | 0 | 0 | 0 | 0 | 0 | 0 | 0 | 0 | 0 | 0 | 0 | -29.0435 | 0 | 0 | 0 | 9047.9538
[108 empty] | Used in electricity | 4971.7137
* | Computed within this worksheet | [106 empty] | Matching electricity | 4911.7645
[108 empty] | emissions factor | 1.0122

## 2047
2047
|  |  | TWh | Uses | [12 empty] | Secondary sources | [19 empty] | Primary Sources | [20 empty] | Adjustments | [6 empty] | Emissions (Mt CO2e)
|  |  |  | Domestic Lighting & appliances | Commercial Lighting & Appliances | Industry | Road transport | Rail transport | Domestic aviation | Green Building Design & Envelope Savings | Pumps& Tractors | Telecom Sector Energy Demand | Domestic Cooking Energy Demand | Commercial Cooking Energy Demand | Total uses |  | Electricity (delivered to end user) | Electricity (supplied to grid) | Solid hydrocarbons | Liquid hydrocarbons | Gaseous hydrocarbons | Coal indigenous production | Oil and petroleum products | Natural gas | Solid Biomass Hydrocarbons | Gaseous Biomass Hydrocarbons | Edible biomass | Energy crops (second generation) | Energy crops (first generation) | Dry biomass and waste | Wet biomass and waste | Gaseous waste | Off Grid Renewables | H2 | Total secondary sources |  | Coal reserves | Oil reserves | Gas reserves | Biomass oversupply (imports) | Electricity oversupply (imports) | Petroleum products oversupply | Coal oversupply (imports) | Oil and petroleum products oversupply (imports) | Gas oversupply (imports) | Nuclear fission | Solar | Wind | Tidal | Wave | Geothermal | Hydro | Environmental heat | Agriculture | Waste | Total primary sources |  | Conversion losses | Distribution losses and own use | Total adjust. |  | Unallocated |  |  | Fuel Combustion |  |  |  | Fugitive Emissions from Fuels |  |  |  | Industrial Processes |  |  |  | Solvent and Other Product Use |  |  |  | Agriculture |  |  |  | Land Use, Land-Use Change and Forestry |  |  |  | Waste |  |  |  | Other |  |  |  | International Aviation and Shipping |  |  |  | Bioenergy credit |  |  |  | Carbon capture |  |  |  | Total
|  | Sector |  | L.01 | L.02 | I.01 | T.01 | T.02 | T.03 | S.01 | D.01 | G.01 | M.01 | M.02 |  |  | V.01 | V.02 | V.03 | V.04 | V.05 | C.01 | C.02 | C.03 | V.06 | V.07 | V.08 | V.13 | V.14 | V.09 | V.10 | V.15 | V.11 | V.12 |  |  | Q.01 | Q.02 | Q.03 | Y.01 | Y.02 | Y.03 | Y.04 | Y.05 | Y.06 | N.01 | R.01 | R.02 | R.03 | R.04 | R.05 | R.06 | R.07 | A.01 | W.01 |  |  | X.01 | X.02 |  |  | Z.01 |  |  | 1A | 1A | 1A | 1A | 1B | 1B | 1B | 1B | 2 | 2 | 2 | 2 | 3 | 3 | 3 | 3 | 4 | 4 | 4 | 4 | 5 | 5 | 5 | 5 | 6 | 6 | 6 | 6 | 7 | 7 | 7 | 7 | X1 | X1 | X1 | X1 | X2 | X2 | X2 | X2 | X3 | X3 | X3 | X3
[65 empty] | CO2 | CH4 | N2O | F | CO2 | CH4 | N2O | F | CO2 | CH4 | N2O | F | CO2 | CH4 | N2O | F | CO2 | CH4 | N2O | F | CO2 | CH4 | N2O | F | CO2 | CH4 | N2O | F | CO2 | CH4 | N2O | F | CO2 | CH4 | N2O | F | CO2 | CH4 | N2O | F | CO2 | CH4 | N2O | F
Consumption
| IX | Buildings
| X.a | Domestic Lighting & Appliances |  | 2204.4682 | 0 | 0 | 0 | 0 | 0 | -3.0901e-12 | 0 | 0 | 0 | 0 | 2204.4682 |  | -2203.8938 | 0 | 0 | -0.57441 | 0 | 0 | 0 | 0 | 0 | 0 | 0 | 0 | 0 | 0 | 0 | 0 | 0 | 0 | -2204.4682 |  | 0 | 0 | 0 | 0 | 0 | 0 | 0 | 0 | 0 | 0 | 0 | 0 | 0 | 0 | 0 | 0 | 0 | 0 | 0 | 0 |  | 0 | 0 | 0 |  | 0 |  |  | 0.15321 | 0 | 0 | 0 | 0 | 0 | 0 | 0 | 0 | 0 | 0 | 0 | 0 | 0 | 0 | 0 | 0 | 0 | 0 | 0 | 0 | 0 | 0 | 0 | 0 | 0 | 0 | 0 | 0 | 0 | 0 | 0 | 0 | 0 | 0 | 0 | 0 | 0 | 0 | 0 | 0 | 0 | 0 | 0 | 0.15321
| X.b | Commercial Lighting & Appliances |  | 0 | 970.5585 | 0 | 0 | 0 | 0 | -0.38321 | 0 | 0 | 0 | 0 | 970.1753 |  | -970.1753 | 0 | 0 | 0 | 0 | 0 | 0 | 0 | 0 | 0 | 0 | 0 | 0 | 0 | 0 | 0 | 0 | 0 | -970.1753 |  | 0 | 0 | 0 | 0 | 0 | 0 | 0 | 0 | 0 | 0 | 0 | 0 | 0 | 0 | 0 | 0 | 0 | 0 | 0 | 0 |  | 0 | 0 | 0 |  | 0 |  |  | 0 | 0 | 0 | 0 | 0 | 0 | 0 | 0 | 0 | 0 | 0 | 0 | 0 | 0 | 0 | 0 | 0 | 0 | 0 | 0 | 0 | 0 | 0 | 0 | 0 | 0 | 0 | 0 | 0 | 0 | 0 | 0 | 0 | 0 | 0 | 0 | 0 | 0 | 0 | 0 | 0 | 0 | 0 | 0 | 0
| X | Lighting and appliances |  | 2204.4682 | 970.5585 | 0 | 0 | 0 | 0 | -0.38321 | 0 | 0 | 0 | 0 | 3174.6435 |  | -3174.0691 | 0 | 0 | -0.57441 | 0 | 0 | 0 | 0 | 0 | 0 | 0 | 0 | 0 | 0 | 0 | 0 | 0 | 0 | -3174.6435 |  | 0 | 0 | 0 | 0 | 0 | 0 | 0 | 0 | 0 | 0 | 0 | 0 | 0 | 0 | 0 | 0 | 0 | 0 | 0 | 0 |  | 0 | 0 | 0 |  | 4.5475e-13 |  |  | 0.15321 | 0 | 0 | 0 | 0 | 0 | 0 | 0 | 0 | 0 | 0 | 0 | 0 | 0 | 0 | 0 | 0 | 0 | 0 | 0 | 0 | 0 | 0 | 0 | 0 | 0 | 0 | 0 | 0 | 0 | 0 | 0 | 0 | 0 | 0 | 0 | 0 | 0 | 0 | 0 | 0 | 0 | 0 | 0 | 0.15321
| XI | Industry |  | 0 | 0 | 11326.4343 | 0 | 0 | 0 | 0 | 0 | 0 | 0 | 0 | 11326.4343 |  | -1752.1756 | 0 | -5938.2193 | -2442.9502 | -1193.0891 | 0 | 0 | 0 | 0 | 0 | 0 | 0 | 0 | 0 | 0 | 0 | 0 | 0 | -11326.4343 |  | 0 | 0 | 0 | 0 | 0 | 0 | 0 | 0 | 0 | 0 | 0 | 0 | 0 | 0 | 0 | 0 | 0 | 0 | 0 | 0 |  | 0 | 0 | 0 |  | 1.819e-12 |  |  | 2766.264 | 0 | 0 | 0 | 0 | 0 | 0 | 0 | 0 | 0 | 0 | 0 | 0 | 0 | 0 | 0 | 0 | 0 | 0 | 0 | 0 | 0 | 0 | 0 | 0 | 0 | 0 | 0 | 0 | 0 | 0 | 0 | 0 | 0 | 0 | 0 | 0 | 0 | 0 | 0 | 0 | 0 | 0 | 0 | 2766.264
| XI | Industry |  | 0 | 0 | 11326.4343 | 0 | 0 | 0 | 0 | 0 | 0 | 0 | 0 | 11326.4343 |  | -1752.1756 | 0 | -5938.2193 | -2442.9502 | -1193.0891 | 0 | 0 | 0 | 0 | 0 | 0 | 0 | 0 | 0 | 0 | 0 | 0 | 0 | -11326.4343 |  | 0 | 0 | 0 | 0 | 0 | 0 | 0 | 0 | 0 | 0 | 0 | 0 | 0 | 0 | 0 | 0 | 0 | 0 | 0 | 0 |  | 0 | 0 | 0 |  | 1.819e-12 |  |  | 2766.264 | 0 | 0 | 0 | 0 | 0 | 0 | 0 | 0 | 0 | 0 | 0 | 0 | 0 | 0 | 0 | 0 | 0 | 0 | 0 | 0 | 0 | 0 | 0 | 0 | 0 | 0 | 0 | 0 | 0 | 0 | 0 | 0 | 0 | 0 | 0 | 0 | 0 | 0 | 0 | 0 | 0 | 0 | 0 | 2766.264
| XII.a | Domestic passenger transport |  | 0 | 0 | 0 | 3414.9185 | 29.5668 | 251.9061 | 0 | 0 | 0 | 0 | 0 | 3696.3913 |  | -26.47 | 0 | 0 | -3473.4438 | -196.4774 | 0 | 0 | 0 | 0 | 0 | 0 | 0 | 0 | 0 | 0 | 0 | 0 | 0 | -3696.3913 |  | 0 | 0 | 0 | 0 | 0 | 0 | 0 | 0 | 0 | 0 | 0 | 0 | 0 | 0 | 0 | 0 | 0 | 0 | 0 | 0 |  | 0 | 0 | 0 |  | -4.5475e-13 |  |  | 965.5395 | 0 | 0 | 0 | 0 | 0 | 0 | 0 | 0 | 0 | 0 | 0 | 0 | 0 | 0 | 0 | 0 | 0 | 0 | 0 | 0 | 0 | 0 | 0 | 0 | 0 | 0 | 0 | 0 | 0 | 0 | 0 | 0 | 0 | 0 | 0 | 0 | 0 | 0 | 0 | 0 | 0 | 0 | 0 | 965.5395
| XII.b | Domestic freight |  | 0 | 0 | 0 | 2640.4921 | 99.2411 | 13.041 | 0 | 0 | 0 | 0 | 0 | 2752.7742 |  | -33.4848 | 0 | 0 | -2719.2894 | 0 | 0 | 0 | 0 | 0 | 0 | 0 | 0 | 0 | 0 | 0 | 0 | 0 | 0 | -2752.7742 |  | 0 | 0 | 0 | 0 | 0 | 0 | 0 | 0 | 0 | 0 | 0 | 0 | 0 | 0 | 0 | 0 | 0 | 0 | 0 | 0 |  | 0 | 0 | 0 |  | 4.5475e-13 |  |  | 725.2997 | 0 | 0 | 0 | 0 | 0 | 0 | 0 | 0 | 0 | 0 | 0 | 0 | 0 | 0 | 0 | 0 | 0 | 0 | 0 | 0 | 0 | 0 | 0 | 0 | 0 | 0 | 0 | 0 | 0 | 0 | 0 | 0 | 0 | 0 | 0 | 0 | 0 | 0 | 0 | 0 | 0 | 0 | 0 | 725.2997
| XII | Transport |  | 0 | 0 | 0 | 6055.4105 | 128.8079 | 264.9471 | 0 | 0 | 0 | 0 | 0 | 6449.1655 |  | -59.9548 | 0 | 0 | -6192.7332 | -196.4774 | 0 | 0 | 0 | 0 | 0 | 0 | 0 | 0 | 0 | 0 | 0 | 0 | 0 | -6449.1655 |  | 0 | 0 | 0 | 0 | 0 | 0 | 0 | 0 | 0 | 0 | 0 | 0 | 0 | 0 | 0 | 0 | 0 | 0 | 0 | 0 |  | 0 | 0 | 0 |  | 9.0949e-13 |  |  | 1690.8392 | 0 | 0 | 0 | 0 | 0 | 0 | 0 | 0 | 0 | 0 | 0 | 0 | 0 | 0 | 0 | 0 | 0 | 0 | 0 | 0 | 0 | 0 | 0 | 0 | 0 | 0 | 0 | 0 | 0 | 0 | 0 | 0 | 0 | 0 | 0 | 0 | 0 | 0 | 0 | 0 | 0 | 0 | 0 | 1690.8392
| XIII.a | Domestic Cooking |  | 0 | 0 | 0 | 0 | 0 | 0 | 0 | 0 | 0 | 1069.2095 | 0 | 1069.2095 |  | -25.3784 | 0 | -703.5069 | -162.7832 | -177.541 | 0 | 0 | 0 | 0 | 0 | 0 | 0 | 0 | 0 | 0 | 0 | 0 | 0 | -1069.2095 |  | 0 | 0 | 0 | 0 | 0 | 0 | 0 | 0 | 0 | 0 | 0 | 0 | 0 | 0 | 0 | 0 | 0 | 0 | 0 | 0 |  | 0 | 0 | 0 |  | 0 | [46 empty] | 0
| XIII.b | Commercial Cooking |  | 0 | 0 | 0 | 0 | 0 | 0 | 0 | 0 | 0 | 0 | 738.963 | 738.963 |  | 0 | 0 | 0 | -549.1404 | -189.8226 | 0 | 0 | 0 | 0 | 0 | 0 | 0 | 0 | 0 | 0 | 0 | 0 | 0 | -738.963 |  | 0 | 0 | 0 | 0 | 0 | 0 | 0 | 0 | 0 | 0 | 0 | 0 | 0 | 0 | 0 | 0 | 0 | 0 | 0 | 0 |  | 0 | 0 | 0 |  | 0 |  |  | 184.2336 | 0 | 0 | 0 | 0 | 0 | 0 | 0 | 0 | 0 | 0 | 0 | 0 | 0 | 0 | 0 | 0 | 0 | 0 | 0 | 0 | 0 | 0 | 0 | 0 | 0 | 0 | 0 | 0 | 0 | 0 | 0 | 0 | 0 | 0 | 0 | 0 | 0 | 0 | 0 | 0 | 0 | 0 | 0 | 184.2336
| XIII | Cooking |  | 0 | 0 | 0 | 0 | 0 | 0 | 0 | 0 | 0 | 1069.2095 | 738.963 | 1808.1725 |  | -25.3784 | 0 | -703.5069 | -711.9236 | -367.3636 | 0 | 0 | 0 | 0 | 0 | 0 | 0 | 0 | 0 | 0 | 0 | 0 | 0 | -1808.1725 |  | 0 | 0 | 0 | 0 | 0 | 0 | 0 | 0 | 0 | 0 | 0 | 0 | 0 | 0 | 0 | 0 | 0 | 0 | 0 | 0 |  | 0 | 0 | 0 |  | -2.2737e-13 |  |  | 184.2336 | 0 | 0 | 0 | 0 | 0 | 0 | 0 | 0 | 0 | 0 | 0 | 0 | 0 | 0 | 0 | 0 | 0 | 0 | 0 | 0 | 0 | 0 | 0 | 0 | 0 | 0 | 0 | 0 | 0 | 0 | 0 | 0 | 0 | 0 | 0 | 0 | 0 | 0 | 0 | 0 | 0 | 0 | 0 | 184.2336
| XIV | Agriculture |  | 0 | 0 | 0 | 0 | 0 | 0 | 0 | 1047.8059 | 0 | 0 | 0 | 1047.8059 |  | -658.5675 | 0 | 0 | -389.2384 | 0 | 0 | 0 | 0 | 0 | 0 | 0 | 0 | 0 | 0 | 0 | 0 | 0 | 0 | -1047.8059 |  | 0 | 0 | 0 | 0 | 0 | 0 | 0 | 0 | 0 | 0 | 0 | 0 | 0 | 0 | 0 | 0 | 0 | 0 | 0 | 0 |  | 0 | 0 | 0 |  | 0 |  |  | 103.8192 | 0 | 0 | 0 | 0 | 0 | 0 | 0 | 0 | 0 | 0 | 0 | 0 | 0 | 0 | 0 | 0 | 0 | 0 | 0 | 0 | 0 | 0 | 0 | 0 | 0 | 0 | 0 | 0 | 0 | 0 | 0 | 0 | 0 | 0 | 0 | 0 | 0 | 0 | 0 | 0 | 0 | 0 | 0 | 103.8192
| XVI | Telecom |  | 0 | 0 | 0 | 0 | 0 | 0 | 0 | 0 | 209.695 | 0 | 0 | 209.695 |  | -81.7498 | 0 | 0 | -125.0704 | 0 | 0 | 0 | 0 | 0 | 0 | 0 | 0 | 0 | 0 | 0 | 0 | -2.8747 | 0 | -209.695 |  | 0 | 0 | 0 | 0 | 0 | 0 | 0 | 0 | 0 | 0 | 0 | 0 | 0 | 0 | 0 | 0 | 0 | 0 | 0 | 0 |  | 0 | 0 | 0 |  | 0 |  |  | 33.3593 | 0 | 0 | 0 | 0 | 0 | 0 | 0 | 0 | 0 | 0 | 0 | 0 | 0 | 0 | 0 | 0 | 0 | 0 | 0 | 0 | 0 | 0 | 0 | 0 | 0 | 0 | 0 | 0 | 0 | 0 | 0 | 0 | 0 | 0 | 0 | 0 | 0 | 0 | 0 | 0 | 0 | 0 | 0 | 33.3593
| Subtotal.Consumption | Total consumption |  | 2204.4682 | 970.5585 | 11326.4343 | 6055.4105 | 128.8079 | 264.9471 | -0.38321 | 1047.8059 | 209.695 | 1069.2095 | 738.963 | 24015.9167 |  | -5751.8953 | 0 | -6641.7262 | -9862.4903 | -1756.9302 | 0 | 0 | 0 | 0 | 0 | 0 | 0 | 0 | 0 | 0 | 0 | -2.8747 | 0 | -24015.9167 |  | 0 | 0 | 0 | 0 | 0 | 0 | 0 | 0 | 0 | 0 | 0 | 0 | 0 | 0 | 0 | 0 | 0 | 0 | 0 | 0 |  | 0 | 0 | 0 |  | -3.638e-12 |  |  | 4745.3093 | 0 | 0 | 0 | 0 | 0 | 0 | 0 | 0 | 0 | 0 | 0 | 0 | 0 | 0 | 0 | 0 | 0 | 0 | 0 | 0 | 0 | 0 | 0 | 0 | 0 | 0 | 0 | 0 | 0 | 0 | 0 | 0 | 0 | 0 | 0 | 0 | 0 | 0 | 0 | 0 | 0 | 0 | 0 | 4745.3093
[60 empty] | 0 |  | 0
| Supply | [58 empty] | 0 |  | 0
| v.a | Biomass Based Electricity& Biogas |  | 0 | 0 | 0 | 0 | 0 | 0 | 0 | 0 | 0 | 0 | 0 | 0 |  | 0 | 19.3613 | -77.4452 | 0 | 15.5905 | 0 | 0 | 0 | 0 | 0 | 0 | 0 | 0 | 0 | -15.5905 | 0 | 0 | 0 | -58.0839 |  | 0 | 0 | 0 | 0 | 0 | 0 | 0 | 0 | 0 | 0 | 0 | 0 | 0 | 0 | 0 | 0 | 0 | 0 | 0 | 0 |  | 58.0839 | 0 | 58.0839 |  | 0 |  |  | 26.881 | 0 | 0 | 0 | 0 | 0 | 0 | 0 | 0 | 0 | 0 | 0 | 0 | 0 | 0 | 0 | 0 | 0 | 0 | 0 | 0 | 0 | 0 | 0 | 0 | 0 | 0 | 0 | 0 | 0 | 0 | 0 | 0 | 0 | 0 | 0 | -3.1017 | 0 | 0 | 0 | 0 | 0 | 0 | 0 | 23.7793
| V.b | First & Second Generation Bio Fuels |  | 0 | 0 | 0 | 0 | 0 | 0 | 0 | 0 | 0 | 0 | 0 | 0 |  | 0 | 0 | 0 | 42.4433 | 0 | 0 | 0 | 0 | 0 | 0 | 0 | 0 | -0.9056 | -40.9266 | -0.61102 | 0 | 0 | 0 | 2.2204e-16 |  | 0 | 0 | 0 | 0 | 0 | 0 | 0 | 0 | 0 | 0 | 0 | 0 | 0 | 0 | 0 | 0 | 0 | 0 | 0 | 0 |  | 0 | 0 | 0 |  | 2.2204e-16 |  |  | 0 | 0 | 0 | 0 | 0 | 0 | 0 | 0 | 0 | 0 | 0 | 0 | 0 | 0 | 0 | 0 | 0 | 0 | 0 | 0 | 0 | 0 | 0 | 0 | 0 | 0 | 0 | 0 | 0 | 0 | 0 | 0 | 0 | 0 | 0 | 0 | -11.3206 | 0 | 0 | 0 | 0 | 0 | 0 | 0 | -11.3206
| V.c | Advanced Bio Fuels |  | 0 | 0 | 0 | 0 | 0 | 0 | 0 | 0 | 0 | 0 | 0 | 0 |  | 0 | 0 | 0 | 0 | 0 | 0 | 0 | 0 | 0 | 0 | 0 | 0 | 0 | 0 | 0.61102 | 0 | 0 | 0 | 0.61102 |  | 0 | 0 | 0 | 0 | 0 | 0 | 0 | 0 | 0 | 0 | 0 | 0 | 0 | 0 | 0 | 0 | 0 | 0 | -0.61102 | -0.61102 |  | 0 | 0 | 0 |  | 0 |  |  | 0 | 0 | 0 | 0 | 0 | 0 | 0 | 0 | 0 | 0 | 0 | 0 | 0 | 0 | 0 | 0 | 0 | 0 | 0 | 0 | 0 | 0 | 0 | 0 | 0 | 0 | 0 | 0 | 0 | 0 | 0 | 0 | 0 | 0 | 0 | 0 | 0 | 0 | 0 | 0 | 0 | 0 | 0 | 0 | 0
| V.d | Bio-feedstock prodctn & bio-conversion |  | 0 | 0 | 0 | 0 | 0 | 0 | 0 | 0 | 0 | 0 | 0 | 0 |  | 0 | 0 | 0 | 0 | 0 | 0 | 0 | 0 | 0 | 0 | 0 | 0 | 0.9056 | 976.0274 | 15.5905 | 0 | 0 | 0 | 992.5235 |  | 0 | 0 | 0 | 0 | 0 | 0 | 0 | 0 | 0 | 0 | 0 | 0 | 0 | 0 | 0 | 0 | 0 | -0.9056 | -991.6179 | -992.5235 |  | 0 | 0 | 0 |  | 0 |  |  | 0 | 0 | 0 | 0 | 0 | 0 | 0 | 0 | 0 | 0 | 0 | 0 | 0 | 0 | 0 | 0 | 0 | 0 | 0 | 0 | 0 | 0 | 0 | 0 | 0 | 0 | 0 | 0 | 0 | 0 | 0 | 0 | 0 | 0 | 0 | 0 | -26.881 | 0 | 0 | 0 | 0 | 0 | 0 | 0 | -26.881
| V.e | Fuel For Cooking |  | 0 | 0 | 0 | 0 | 0 | 0 | 0 | 0 | 0 | 0 | 0 | 0 |  | 0 | 0 | 935.1007 | 0 | 0 | 0 | 0 | 0 | 0 | 0 | 0 | 0 | 0 | -935.1007 | 0 | 0 | 0 | 0 | 0 |  | 0 | 0 | 0 | 0 | 0 | 0 | 0 | 0 | 0 | 0 | 0 | 0 | 0 | 0 | 0 | 0 | 0 | 0 | 0 | 0 |  | 0 | 0 | 0 |  | 0 |  |  | 0 | 0 | 0 | 0 | 0 | 0 | 0 | 0 | 0 | 0 | 0 | 0 | 0 | 0 | 0 | 0 | 0 | 0 | 0 | 0 | 0 | 0 | 0 | 0 | 0 | 0 | 0 | 0 | 0 | 0 | 0 | 0 | 0 | 0 | 0 | 0 | -297.6895 | 0 | 0 | 0 | 0 | 0 | 0 | 0 | -297.6895
| V | Bioenergy |  | 0 | 0 | 0 | 0 | 0 | 0 | 0 | 0 | 0 | 0 | 0 | 0 |  | 0 | 19.3613 | 857.6555 | 42.4433 | 15.5905 | 0 | 0 | 0 | 0 | 0 | 0 | 0 | 0 | 0 | 0 | 0 | 0 | 0 | 935.0506 |  | 0 | 0 | 0 | 0 | 0 | 0 | 0 | 0 | 0 | 0 | 0 | 0 | 0 | 0 | 0 | 0 | 0 | -0.9056 | -992.2289 | -993.1345 |  | 58.0839 | 0 | 58.0839 |  | 0 |  |  | 26.881 | 0 | 0 | 0 | 0 | 0 | 0 | 0 | 0 | 0 | 0 | 0 | 0 | 0 | 0 | 0 | 0 | 0 | 0 | 0 | 0 | 0 | 0 | 0 | 0 | 0 | 0 | 0 | 0 | 0 | 0 | 0 | 0 | 0 | 0 | 0 | -338.9928 | 0 | 0 | 0 | 0 | 0 | 0 | 0 | -312.1118
| VI.a | Waste to Electricity |  | 0 | 0 | 0 | 0 | 0 | 0 | 0 | 0 | 0 | 0 | 0 | 0 |  | 0 | 0 | 0 | 0 | 0 | 0 | 0 | 0 | 0 | 0 | 0 | 0 | 0 | 0 | 0 | 0 | 0 | 0 | 0 |  | 0 | 0 | 0 | 0 | 0 | 0 | 0 | 0 | 0 | 0 | 0 | 0 | 0 | 0 | 0 | 0 | 0 | 0 | 0 | 0 |  | 0 | 0 | 0 |  | 0 |  |  | 0 | 0 | 0 | 0 | 0 | 0 | 0 | 0 | 0 | 0 | 0 | 0 | 0 | 0 | 0 | 0 | 0 | 0 | 0 | 0 | 0 | 0 | 0 | 0 | 0 | 0 | 0 | 0 | 0 | 0 | 0 | 0 | 0 | 0 | 0 | 0 | 0 | 0 | 0 | 0 | 0 | 0 | 0 | 0 | 0
| VI | Waste |  | 0 | 0 | 0 | 0 | 0 | 0 | 0 | 0 | 0 | 0 | 0 | 0 |  | 0 | 0 | 0 | 0 | 0 | 0 | 0 | 0 | 0 | 0 | 0 | 0 | 0 | 0 | 0 | 0 | 0 | 0 | 0 |  | 0 | 0 | 0 | 0 | 0 | 0 | 0 | 0 | 0 | 0 | 0 | 0 | 0 | 0 | 0 | 0 | 0 | 0 | 0 | 0 |  | 0 | 0 | 0 |  | 0 |  |  | 0 | 0 | 0 | 0 | 0 | 0 | 0 | 0 | 0 | 0 | 0 | 0 | 0 | 0 | 0 | 0 | 0 | 0 | 0 | 0 | 0 | 0 | 0 | 0 | 0 | 0 | 0 | 0 | 0 | 0 | 0 | 0 | 0 | 0 | 0 | 0 | 0 | 0 | 0 | 0 | 0 | 0 | 0 | 0 | 0
| XV.a | Domestic Gas Production |  | 0 | 0 | 0 | 0 | 0 | 0 | 0 | 0 | 0 | 0 | 0 | 0 |  | 0 | 0 | 0 | 0 | 0 | 0 | 0 | 769.0713 | 0 | 0 | 0 | 0 | 0 | 0 | 0 | 0 | 0 | 0 | 769.0713 |  | 0 | 0 | -769.0713 | 0 | 0 | 0 | 0 | 0 | 0 | 0 | 0 | 0 | 0 | 0 | 0 | 0 | 0 | 0 | 0 | -769.0713 |  | 0 | 0 | 0 |  | 0 |  |  | 0 | 0 | 0 | 0 | 0 | 0 | 0 | 0 | 0 | 0 | 0 | 0 | 0 | 0 | 0 | 0 | 0 | 0 | 0 | 0 | 0 | 0 | 0 | 0 | 0 | 0 | 0 | 0 | 0 | 0 | 0 | 0 | 0 | 0 | 0 | 0 | 0 | 0 | 0 | 0 | 0 | 0 | 0 | 0 | 0
| XV.b | Domestic Coal Production |  | 0 | 0 | 0 | 0 | 0 | 0 | 0 | 0 | 0 | 0 | 0 | 0 |  | 0 | 0 | 0 | 0 | 0 | 2878.2637 | 0 | 0 | 0 | 0 | 0 | 0 | 0 | 0 | 0 | 0 | 0 | 0 | 2878.2637 |  | -2878.2637 | 0 | 0 | 0 | 0 | 0 | 0 | 0 | 0 | 0 | 0 | 0 | 0 | 0 | 0 | 0 | 0 | 0 | 0 | -2878.2637 |  | 0 | 0 | 0 |  | 0 |  |  | 0 | 0 | 0 | 0 | 0 | 0 | 0 | 0 | 0 | 0 | 0 | 0 | 0 | 0 | 0 | 0 | 0 | 0 | 0 | 0 | 0 | 0 | 0 | 0 | 0 | 0 | 0 | 0 | 0 | 0 | 0 | 0 | 0 | 0 | 0 | 0 | 0 | 0 | 0 | 0 | 0 | 0 | 0 | 0 | 0
| xv.c | Domestic Oil Production |  | 0 | 0 | 0 | 0 | 0 | 0 | 0 | 0 | 0 | 0 | 0 | 0 |  | 0 | 0 | 0 | 0 | 0 | 0 | 401.1899 | 0 | 0 | 0 | 0 | 0 | 0 | 0 | 0 | 0 | 0 | 0 | 401.1899 |  | 0 | -401.1899 | 0 | 0 | 0 | 0 | 0 | 0 | 0 | 0 | 0 | 0 | 0 | 0 | 0 | 0 | 0 | 0 | 0 | -401.1899 |  | 0 | 0 | 0 |  | 0 |  |  | 0 | 0 | 0 | 0 | 0 | 0 | 0 | 0 | 0 | 0 | 0 | 0 | 0 | 0 | 0 | 0 | 0 | 0 | 0 | 0 | 0 | 0 | 0 | 0 | 0 | 0 | 0 | 0 | 0 | 0 | 0 | 0 | 0 | 0 | 0 | 0 | 0 | 0 | 0 | 0 | 0 | 0 | 0 | 0 | 0
| XV | Fossil fuel production |  | 0 | 0 | 0 | 0 | 0 | 0 | 0 | 0 | 0 | 0 | 0 | 0 |  | 0 | 0 | 0 | 0 | 0 | 2878.2637 | 401.1899 | 769.0713 | 0 | 0 | 0 | 0 | 0 | 0 | 0 | 0 | 0 | 0 | 4048.5249 |  | -2878.2637 | -401.1899 | -769.0713 | 0 | 0 | 0 | 0 | 0 | 0 | 0 | 0 | 0 | 0 | 0 | 0 | 0 | 0 | 0 | 0 | -4048.5249 |  | 0 | 0 | 0 |  | 0 |  |  | 0 | 0 | 0 | 0 | 0 | 0 | 0 | 0 | 0 | 0 | 0 | 0 | 0 | 0 | 0 | 0 | 0 | 0 | 0 | 0 | 0 | 0 | 0 | 0 | 0 | 0 | 0 | 0 | 0 | 0 | 0 | 0 | 0 | 0 | 0 | 0 | 0 | 0 | 0 | 0 | 0 | 0 | 0 | 0 | 0
| III | Hydro Electric Power Generation |  | 0 | 0 | 0 | 0 | 0 | 0 | 0 | 0 | 0 | 0 | 0 | 0 |  | 0 | 171.8136 | 0 | 0 | 0 | 0 | 0 | 0 | 0 | 0 | 0 | 0 | 0 | 0 | 0 | 0 | 0 | 0 | 171.8136 |  | 0 | 0 | 0 | 0 | 0 | 0 | 0 | 0 | 0 | 0 | 0 | 0 | 0 | 0 | 0 | -171.8136 | 0 | 0 | 0 | -171.8136 |  | 0 | 0 | 0 |  | 0 | 0 | 0 | 0 | 0 | 0 | 0 | 0 | 0 | 0 | 0 | 0 | 0 | 0 | 0 | 0 | 0 | 0 | 0 | 0 | 0 | 0 | 0 | 0 | 0 | 0 | 0 | 0 | 0 | 0 | 0 | 0 | 0 | 0 | 0 | 0 | 0 | 0 | 0 | 0 | 0 | 0 | 0 | 0 | 0 | 0 | 0 | 0
| IV.a | Solar PV |  | 0 | 0 | 0 | 0 | 0 | 0 | 0 | 0 | 0 | 0 | 0 | 0 |  | 0 | 68.1118 | 0 | 0 | 0 | 0 | 0 | 0 | 0 | 0 | 0 | 0 | 0 | 0 | 0 | 0 | 2.8747 | 0 | 70.9865 |  | 0 | 0 | 0 | 0 | 0 | 0 | 0 | 0 | 0 | 0 | -70.9865 | 0 | 0 | 0 | 0 | 0 | 0 | 0 | 0 | -70.9865 |  | 0 | 0 | 0 |  | 0 | 0 | 0 | 0 | 0 | 0 | 0 | 0 | 0 | 0 | 0 | 0 | 0 | 0 | 0 | 0 | 0 | 0 | 0 | 0 | 0 | 0 | 0 | 0 | 0 | 0 | 0 | 0 | 0 | 0 | 0 | 0 | 0 | 0 | 0 | 0 | 0 | 0 | 0 | 0 | 0 | 0 | 0 | 0 | 0 | 0 | 0 | 0
| IV.b | Solar CSP |  | 0 | 0 | 0 | 0 | 0 | 0 | 0 | 0 | 0 | 0 | 0 | 0 |  | 0 | 35.2919 | 0 | 0 | 0 | 0 | 0 | 0 | 0 | 0 | 0 | 0 | 0 | 0 | 0 | 0 | 0 | 0 | 35.2919 |  | 0 | 0 | 0 | 0 | 0 | 0 | 0 | 0 | 0 | 0 | -35.2919 | 0 | 0 | 0 | 0 | 0 | 0 | 0 | 0 | -35.2919 |  | 0 | 0 | 0 |  | 0 | 0 | 0 | 0 | 0 | 0 | 0 | 0 | 0 | 0 | 0 | 0 | 0 | 0 | 0 | 0 | 0 | 0 | 0 | 0 | 0 | 0 | 0 | 0 | 0 | 0 | 0 | 0 | 0 | 0 | 0 | 0 | 0 | 0 | 0 | 0 | 0 | 0 | 0 | 0 | 0 | 0 | 0 | 0 | 0 | 0 | 0 | 0
| IV.c.1 | Onshore Wind |  | 0 | 0 | 0 | 0 | 0 | 0 | 0 | 0 | 0 | 0 | 0 | 0 | 0 | 0 | 148.2769 | 0 | 0 | 0 | 0 | 0 | 0 | 0 | 0 | 0 | 0 | 0 | 0 | 0 | 0 | 0 | 0 | 148.2769 | 0 | 0 | 0 | 0 | 0 | 0 | 0 | 0 | 0 | 0 | 0 | 0 | -148.2769 | 0 | 0 | 0 | 0 | 0 | 0 | 0 | -148.2769 | 0 | 0 | 0 | 0 | 0 | 0 | 0 | 0 | 0 | 0 | 0 | 0 | 0 | 0 | 0 | 0 | 0 | 0 | 0 | 0 | 0 | 0 | 0 | 0 | 0 | 0 | 0 | 0 | 0 | 0 | 0 | 0 | 0 | 0 | 0 | 0 | 0 | 0 | 0 | 0 | 0 | 0 | 0 | 0 | 0 | 0 | 0 | 0 | 0 | 0 | 0 | 0 | 0
| IV.c.2 | Offshore Wind |  | 0 | 0 | 0 | 0 | 0 | 0 | 0 | 0 | 0 | 0 | 0 | 0 | 0 | 0 | 12.886 | 0 | 0 | 0 | 0 | 0 | 0 | 0 | 0 | 0 | 0 | 0 | 0 | 0 | 0 | 0 | 0 | 12.886 | 0 | 0 | 0 | 0 | 0 | 0 | 0 | 0 | 0 | 0 | 0 | 0 | -12.886 | 0 | 0 | 0 | 0 | 0 | 0 | 0 | -12.886 | 0 | 0 | 0 | 0 | 0 | 0 | 0 | 0 | 0 | 0 | 0 | 0 | 0 | 0 | 0 | 0 | 0 | 0 | 0 | 0 | 0 | 0 | 0 | 0 | 0 | 0 | 0 | 0 | 0 | 0 | 0 | 0 | 0 | 0 | 0 | 0 | 0 | 0 | 0 | 0 | 0 | 0 | 0 | 0 | 0 | 0 | 0 | 0 | 0 | 0 | 0 | 0 | 0
| IV.d | Small Hydro |  | 0 | 0 | 0 | 0 | 0 | 0 | 0 | 0 | 0 | 0 | 0 | 0 |  | 0 | 34.7907 | 0 | 0 | 0 | 0 | 0 | 0 | 0 | 0 | 0 | 0 | 0 | 0 | 0 | 0 | 0 | 0 | 34.7907 |  | 0 | 0 | 0 | 0 | 0 | 0 | 0 | 0 | 0 | 0 | 0 | 0 | 0 | 0 | 0 | -34.7907 | 0 | 0 | 0 | -34.7907 |  | 0 | 0 | 0 |  | 0 | 0 | 0 | 0 | 0 | 0 | 0 | 0 | 0 | 0 | 0 | 0 | 0 | 0 | 0 | 0 | 0 | 0 | 0 | 0 | 0 | 0 | 0 | 0 | 0 | 0 | 0 | 0 | 0 | 0 | 0 | 0 | 0 | 0 | 0 | 0 | 0 | 0 | 0 | 0 | 0 | 0 | 0 | 0 | 0 | 0 | 0 | 0
| IV | National renewable power generation |  | 0 | 0 | 0 | 0 | 0 | 0 | 0 | 0 | 0 | 0 | 0 | 0 |  | 0 | 299.3574 | 0 | 0 | 0 | 0 | 0 | 0 | 0 | 0 | 0 | 0 | 0 | 0 | 0 | 0 | 2.8747 | 0 | 302.2321 |  | 0 | 0 | 0 | 0 | 0 | 0 | 0 | 0 | 0 | 0 | -106.2785 | -161.1629 | 0 | 0 | 0 | -34.7907 | 0 | 0 | 0 | -302.2321 |  | 0 | 0 | 0 |  | 0 |  |  | 0 | 0 | 0 | 0 | 0 | 0 | 0 | 0 | 0 | 0 | 0 | 0 | 0 | 0 | 0 | 0 | 0 | 0 | 0 | 0 | 0 | 0 | 0 | 0 | 0 | 0 | 0 | 0 | 0 | 0 | 0 | 0 | 0 | 0 | 0 | 0 | 0 | 0 | 0 | 0 | 0 | 0 | 0 | 0 | 0
| II | Nuclear power generation |  | 0 | 0 | 0 | 0 | 0 | 0 | 0 | 0 | 0 | 0 | 0 | 0 |  | 0 | 58.627 | 0 | 0 | 0 | 0 | 0 | 0 | 0 | 0 | 0 | 0 | 0 | 0 | 0 | 0 | 0 | 0 | 58.627 |  | 0 | 0 | 0 | 0 | 0 | 0 | 0 | 0 | 0 | -167.5057 | 0 | 0 | 0 | 0 | 0 | 0 | 0 | 0 | 0 | -167.5057 |  | 108.8787 | 0 | 108.8787 |  | 0 |  |  | 0 | 0 | 0 | 0 | 0 | 0 | 0 | 0 | 0 | 0 | 0 | 0 | 0 | 0 | 0 | 0 | 0 | 0 | 0 | 0 | 0 | 0 | 0 | 0 | 0 | 0 | 0 | 0 | 0 | 0 | 0 | 0 | 0 | 0 | 0 | 0 | 0 | 0 | 0 | 0 | 0 | 0 | 0 | 0 | 0
| I.b | Coal power stations |  | 0 | 0 | 0 | 0 | 0 | 0 |  | 0 | 0 | 0 | 0 | 0 |  | 0 | 563.1205 | -1660.8551 | 0 | 0 | 0 | 0 | 0 | 0 | 0 | 0 | 0 | 0 | 0 | 0 | 0 | 0 | 0 | -1097.7347 |  | 0 | 0 | 0 | 0 | 0 | 0 | 0 | 0 | 0 | 0 | 0 | 0 | 0 | 0 | 0 | 0 | 0 | 0 | 0 | 0 |  | 1048.7677 | 48.967 | 1097.7347 |  | 0 |  |  | 576.4775 | 0 | 0 | 0 | 0 | 0 | 0 | 0 | 0 | 0 | 0 | 0 | 0 | 0 | 0 | 0 | 0 | 0 | 0 | 0 | 0 | 0 | 0 | 0 | 0 | 0 | 0 | 0 | 0 | 0 | 0 | 0 | 0 | 0 | 0 | 0 | 0 | 0 | 0 | 0 | 0 | 0 | 0 | 0 | 576.4775
| I.a | Gas Power Stations |  | 0 | 0 | 0 | 0 | 0 | 0 |  | 0 | 0 | 0 | 0 | 0 |  | 0 | 109.8605 | 0 | 0 | -217.6579 | 0 | 0 | 0 | 0 | 0 | 0 | 0 | 0 | 0 | 0 | 0 | 0 | 0 | -107.7974 |  | 0 | 0 | 0 | 0 | 0 | 0 | 0 | 0 | 0 | 0 | 0 | 0 | 0 | 0 | 0 | 0 | 0 | 0 | 0 | 0 |  | 107.7974 | 0 | 107.7974 |  | 0 |  |  | 36.4274 | 0 | 0 | 0 | 0 | 0 | 0 | 0 | 0 | 0 | 0 | 0 | 0 | 0 | 0 | 0 | 0 | 0 | 0 | 0 | 0 | 0 | 0 | 0 | 0 | 0 | 0 | 0 | 0 | 0 | 0 | 0 | 0 | 0 | 0 | 0 | 0 | 0 | 0 | 0 | 0 | 0 | 0 | 0 | 36.4274
| I.c | Carbon Capture Storage (CCS) |  | 0 | 0 | 0 | 0 | 0 | 0 |  | 0 | 0 | 0 | 0 | 0 |  | 0 | 19.5131 | -130.1618 | 0 | 0 | 0 | 0 | 0 | 0 | 0 | 0 | 0 | 0 | 0 | 0 | 0 | 0 | 0 | -110.6487 |  | 0 | 0 | 0 | 0 | 0 | 0 | 0 | 0 | 0 | 0 | 0 | 0 | 0 | 0 | 0 | 0 | 0 | 0 | 0 | 0 |  | 87.2084 | 23.4403 | 110.6487 |  | 0 |  |  | 45.1787 | 0 | 0 | 0 | 0 | 0 | 0 | 0 | 0 | 0 | 0 | 0 | 0 | 0 | 0 | 0 | 0 | 0 | 0 | 0 | 0 | 0 | 0 | 0 | 0 | 0 | 0 | 0 | 0 | 0 | 0 | 0 | 0 | 0 | 0 | 0 | 0 | 0 | 0 | 0 | -40.6609 | 0 | 0 | 0 | 4.5179
| Subtotal.I.d | Total electricity supply (demand) to this point | [14 empty] | -5751.8953 | 205.6162
| I.d | Electricity Balancing Requirement |  | 0 | 0 | 0 | 0 | 0 | 0 | 0 | 0 | 0 | 0 | 0 | 0 |  | 0 | 5546.2791 | -15087.0285 | 0 | 0 | 0 | 0 | 0 | 0 | 0 | 0 | 0 | 0 | 0 | 0 | 0 | 0 | 0 | -9540.7495 |  | 0 | 0 | 0 | 0 | 0 | 0 | 0 | 0 | 0 | 0 | 0 | 0 | 0 | 0 | 0 | 0 | 0 | 0 | 0 | 0 |  | 9263.4355 | 277.314 | 9540.7495 |  | 0 |  |  | 5236.6589 | 0 | 0 | 0 | 0 | 0 | 0 | 0 | 0 | 0 | 0 | 0 | 0 | 0 | 0 | 0 | 0 | 0 | 0 | 0 | 0 | 0 | 0 | 0 | 0 | 0 | 0 | 0 | 0 | 0 | 0 | 0 | 0 | 0 | 0 | 0 | 0 | 0 | 0 | 0 | 0 | 0 | 0 | 0 | 5236.6589
| I | Hydrocarbon fuel power generation |  | 0 | 0 | 0 | 0 | 0 | 0 | 0 | 0 | 0 | 0 | 0 | 0 |  | 0 | 6238.7732 | -16878.0455 | 0 | -217.6579 | 0 | 0 | 0 | 0 | 0 | 0 | 0 | 0 | 0 | 0 | 0 | 0 | 0 | -10856.9303 |  | 0 | 0 | 0 | 0 | 0 | 0 | 0 | 0 | 0 | 0 | 0 | 0 | 0 | 0 | 0 | 0 | 0 | 0 | 0 | 0 |  | 10507.209 | 349.7212 | 10856.9303 |  | 0 |  |  | 5894.7426 | 0 | 0 | 0 | 0 | 0 | 0 | 0 | 0 | 0 | 0 | 0 | 0 | 0 | 0 | 0 | 0 | 0 | 0 | 0 | 0 | 0 | 0 | 0 | 0 | 0 | 0 | 0 | 0 | 0 | 0 | 0 | 0 | 0 | 0 | 0 | 0 | 0 | 0 | 0 | -40.6609 | 0 | 0 | 0 | 5854.0817
| Subtotal.Supply | Total supply |  | 0 | 0 | 0 | 0 | 0 | 0 | 0 | 0 | 0 | 0 | 0 | 0 |  | 0 | 6787.9324 | -16020.39 | 42.4433 | -202.0674 | 2878.2637 | 401.1899 | 769.0713 | 0 | 0 | 0 | 0 | 0 | 0 | 0 | 0 | 2.8747 | 0 | -5340.6821 |  | -2878.2637 | -401.1899 | -769.0713 | 0 | 0 | 0 | 0 | 0 | 0 | -167.5057 | -106.2785 | -161.1629 | 0 | 0 | 0 | -206.6043 | 0 | -0.9056 | -992.2289 | -5683.2108 |  | 10674.1717 | 349.7212 | 11023.8929 |  | 0 |  |  | 5894.7426 | 0 | 0 | 0 | 0 | 0 | 0 | 0 | 0 | 0 | 0 | 0 | 0 | 0 | 0 | 0 | 0 | 0 | 0 | 0 | 0 | 0 | 0 | 0 | 0 | 0 | 0 | 0 | 0 | 0 | 0 | 0 | 0 | 0 | 0 | 0 | 0 | 0 | 0 | 0 | -40.6609 | 0 | 0 | 0 | 5854.0817
0
| Distribution, storage, and balancing | [60 empty] | 0
0
| VII.a | Electricity imports |  | 0 | 0 | 0 | 0 | 0 | 0 |  | 0 | 0 | 0 | 0 | 0 |  | 0 | 55 | 0 | 0 | 0 | 0 | 0 | 0 | 0 | 0 | 0 | 0 | 0 | 0 | 0 | 0 | 0 | 0 | 55 |  | 0 | 0 | 0 | 0 | -55 | 0 | 0 | 0 | 0 | 0 | 0 | 0 | 0 | 0 | 0 | 0 | 0 | 0 | 0 | -55 |  | 0 | 0 | 0 |  | 0 |  |  | 0 | 0 | 0 | 0 | 0 | 0 | 0 | 0 | 0 | 0 | 0 | 0 | 0 | 0 | 0 | 0 | 0 | 0 | 0 | 0 | 0 | 0 | 0 | 0 | 0 | 0 | 0 | 0 | 0 | 0 | 0 | 0 | 0 | 0 | 0 | 0 | 0 | 0 | 0 | 0 | 0 | 0 | 0 | 0
| Subtotal.VII.b | Total electricity supply (demand) prior to generation | [14 empty] | -5751.8953 | 604.1593 | [43 empty] | 0
| VII.b | T&D Losses |  | 0 | 0 | 0 | 0 | 0 | 0 |  | 0 | 0 | 0 | 0 | 0 |  | 0 | -1091.0371 | 0 | 0 | 0 | 0 | 0 | 0 | 0 | 0 | 0 | 0 | 0 | 0 | 0 | 0 | 0 | 0 | -1091.0371 |  | 0 | 0 | 0 | 0 | 0 | 0 | 0 | 0 | 0 | 0 | 0 | 0 | 0 | 0 | 0 | 0 | 0 | 0 | 0 | 0 |  | 0 | 1091.0371 | 1091.0371 |  | 0 |  |  | 0 | 0 | 0 | 0 | 0 | 0 | 0 | 0 | 0 | 0 | 0 | 0 | 0 | 0 | 0 | 0 | 0 | 0 | 0 | 0 | 0 | 0 | 0 | 0 | 0 | 0 | 0 | 0 | 0 | 0 | 0 | 0 | 0 | 0 | 0 | 0 | 0 | 0 | 0 | 0 | 0 | 0 | 0 | 0
| VII.c | Storage, demand shifting |  | 0 | 0 | 0 | 0 | 0 | 0 |  | 0 | 0 | 0 | 0 | 0 |  | 0 | 0 | 0 | 0 | 0 | 0 | 0 | 0 | 0 | 0 | 0 | 0 | 0 | 0 | 0 | 0 | 0 | 0 | 0 |  | 0 | 0 | 0 | 0 | 0 | 0 | 0 | 0 | 0 | 0 | 0 | 0 | 0 | 0 | 0 | 0 | 0 | 0 | 0 | 0 |  | 0 | 0 | 0 |  | 0 |  |  | 0 | 0 | 0 | 0 | 0 | 0 | 0 | 0 | 0 | 0 | 0 | 0 | 0 | 0 | 0 | 0 | 0 | 0 | 0 | 0 | 0 | 0 | 0 | 0 | 0 | 0 | 0 | 0 | 0 | 0 | 0 | 0 | 0 | 0 | 0 | 0 | 0 | 0 | 0 | 0 | 0 | 0 | 0 | 0
| VII | Electricity distribution, storage, and balancing |  | 0 | 0 | 0 | 0 | 0 | 0 |  | 0 | 0 | 0 | 0 | 0 |  | 0 | -1036.0371 | 0 | 0 | 0 | 0 | 0 | 0 | 0 | 0 | 0 | 0 | 0 | 0 | 0 | 0 | 0 | 0 | -1036.0371 |  | 0 | 0 | 0 | 0 | -55 | 0 | 0 | 0 | 0 | 0 | 0 | 0 | 0 | 0 | 0 | 0 | 0 | 0 | 0 | -55 |  | 0 | 1091.0371 | 1091.0371 |  | 0 |  |  | 0 | 0 | 0 | 0 | 0 | 0 | 0 | 0 | 0 | 0 | 0 | 0 | 0 | 0 | 0 | 0 | 0 | 0 | 0 | 0 | 0 | 0 | 0 | 0 | 0 | 0 | 0 | 0 | 0 | 0 | 0 | 0 | 0 | 0 | 0 | 0 | 0 | 0 | 0 | 0 | 0 | 0 | 0 | 0 | 0
[62 empty] | 0 | [46 empty] | 0
| Subtotal.V.a | Total supply / (demand) to this point | [16 empty] | -22662.1162 | -9820.047 | -1958.9976 | [5 empty] | 0 | 0 | 0 | 0 | 0 | 0 | [76 empty] | 0
| Subtotal.XVII.a | Requested hydrocarbons | [14 empty] | -5751.8953 | 5751.8953 | -22662.1162 | -9820.047 | -1958.9976 | [87 empty] | 0
| XVII.a | Fossil Fuel Transfer |  | 0 | 0 | 0 | 0 | 0 | 0 |  | 0 | 0 | 0 | 0 | 0 |  | 0 | 0 | 22662.1162 | 9820.047 | 1958.9976 | -22662.1162 | -10507.4503 | -2252.8472 | 0 | 0 | 0 | 0 | 0 | 0 | 0 | 0 | 0 | 0 | -981.2529 |  | 0 | 0 | 0 | 0 | 0 | 0 | 0 | 0 | 0 | 0 | 0 | 0 | 0 | 0 | 0 | 0 | 0 | 0 | 0 | 0 |  | 0 | 981.2529 | 981.2529 |  | 0 |  |  | 0 | 0 | 0 | 0 | 0 | 0 | 0 | 0 | 0 | 0 | 0 | 0 | 0 | 0 | 0 | 0 | 0 | 0 | 0 | 0 | 0 | 0 | 0 | 0 | 0 | 0 | 0 | 0 | 0 | 0 | 0 | 0 | 0 | 0 | 0 | 0 | 0 | 0 | 0 | 0 | 0 | 0 | 0 | 0 | 0
* | XVII.b | Fossil fuel Imports | [12 empty] | 0 |  |  | 9.0949e-13 |  |  |  | 19783.8525 | 10106.2604 | 1483.7759 | [10 empty] | 31373.8888 | [5 empty] | -9.0949e-13 | 0 | -19783.8525 | -10106.2604 | -1483.7759 | [10 empty] | -31373.8888 |  |  |  | 0 |  | 0 |  |  | 0 | 0 | 0 | 0 | 0 | 0 | 0 | 0 | 0 | 0 | 0 | 0 | 0 | 0 | 0 | 0 | 0 | 0 | 0 | 0 | 0 | 0 | 0 | 0 | 0 | 0 | 0 | 0 | 0 | 0 | 0 | 0 | 0 | 0 | 0 | 0 | 0 | 0 | 0 | 0 | 0 | 0 | 0 | 0 | 0
* | XVII | Transfer |  | 0 | 0 | 0 | 0 | 0 | 0 |  | 0 | 0 | 0 | 0 | 0 |  | 0 | 9.0949e-13 | 22662.1162 | 9820.047 | 1958.9976 | -2878.2637 | -401.1899 | -769.0713 | 0 | 0 | 0 | 0 | 0 | 0 | 0 | 0 | 0 | 0 | 30392.6359 |  | 0 | 0 | 0 | 0 | -9.0949e-13 | 0 | -19783.8525 | -10106.2604 | -1483.7759 | 0 | 0 | 0 | 0 | 0 | 0 | 0 | 0 | 0 | 0 | -31373.8888 |  | 0 | 981.2529 | 981.2529 |  | -1.9327e-12 |  |  | 0 | 0 | 0 | 0 | 0 | 0 | 0 | 0 | 0 | 0 | 0 | 0 | 0 | 0 | 0 | 0 | 0 | 0 | 0 | 0 | 0 | 0 | 0 | 0 | 0 | 0 | 0 | 0 | 0 | 0 | 0 | 0 | 0 | 0 | 0 | 0 | 0 | 0 | 0 | 0 | 0 | 0 | 0 | 0 | 0
| Subtotal.Balancing | Total Dist'n, storage, and balancing |  | 0 | 0 | 0 | 0 | 0 | 0 | 0 | 0 | 0 | 0 | 0 | 0 |  | 0 | -1036.0371 | 22662.1162 | 9820.047 | 1958.9976 | -2878.2637 | -401.1899 | -769.0713 | 0 | 0 | 0 | 0 | 0 | 0 | 0 | 0 | 0 | 0 | 29356.5987 |  | 0 | 0 | 0 | 0 | -55 | 0 | -19783.8525 | -10106.2604 | -1483.7759 | 0 | 0 | 0 | 0 | 0 | 0 | 0 | 0 | 0 | 0 | -31428.8888 |  | 0 | 2072.2901 | 2072.2901 |  | 0 |  |  | 0 | 0 | 0 | 0 | 0 | 0 | 0 | 0 | 0 | 0 | 0 | 0 | 0 | 0 | 0 | 0 | 0 | 0 | 0 | 0 | 0 | 0 | 0 | 0 | 0 | 0 | 0 | 0 | 0 | 0 | 0 | 0 | 0 | 0 | 0 | 0 | 0 | 0 | 0 | 0 | 0 | 0 | 0 | 0 | 0
0
0
| Net balance |  |  | 2204.4682 | 970.5585 | 11326.4343 | 6055.4105 | 128.8079 | 264.9471 | -0.38321 | 1047.8059 | 209.695 | 1069.2095 | 738.963 | 24015.9167 |  | -5751.8953 | 5751.8953 | 0 | 0 | 0 | 0 | 5.6843e-13 | 0 | 0 | 0 | 0 | 0 | 0 | 0 | 0 | 0 | 0 | 0 | 5.6843e-13 |  | -2878.2637 | -401.1899 | -769.0713 | 0 | -55 | 0 | -19783.8525 | -10106.2604 | -1483.7759 | -167.5057 | -106.2785 | -161.1629 | 0 | 0 | 0 | -206.6043 | 0 | -0.9056 | -992.2289 | -37112.0996 |  | 10674.1717 | 2422.0113 | 13096.183 |  | 0 |  |  | 10640.0518 | 0 | 0 | 0 | 0 | 0 | 0 | 0 | 0 | 0 | 0 | 0 | 0 | 0 | 0 | 0 | 0 | 0 | 0 | 0 | 0 | 0 | 0 | 0 | 0 | 0 | 0 | 0 | 0 | 0 | 0 | 0 | 0 | 0 | 0 | 0 | 0 | 0 | 0 | 0 | -40.6609 | 0 | 0 | 0 | 10599.391
[108 empty] | Used in electricity | 5854.0817
* | Computed within this worksheet | [106 empty] | Matching electricity | 5751.8953
[108 empty] | emissions factor | 1.0178

## 2052
2052
|  |  | TWh | Uses | [12 empty] | Secondary sources | [19 empty] | Primary Sources | [20 empty] | Adjustments | [6 empty] | Emissions (Mt CO2e)
|  |  |  | Domestic Lighting & appliances | Commercial Lighting & Appliances | Industry | Road transport | Rail transport | Domestic aviation | Green Building Design & Envelope Savings | Pumps& Tractors | Telecom Sector Energy Demand | Domestic Cooking Energy Demand | Commercial Cooking Energy Demand | Total uses |  | Electricity (delivered to end user) | Electricity (supplied to grid) | Solid hydrocarbons | Liquid hydrocarbons | Gaseous hydrocarbons | Coal indigenous production | Oil and petroleum products | Natural gas | Solid Biomass Hydrocarbons | Gaseous Biomass Hydrocarbons | Edible biomass | Energy crops (second generation) | Energy crops (first generation) | Dry biomass and waste | Wet biomass and waste | Gaseous waste | Off Grid Renewables | H2 | Total secondary sources |  | Coal reserves | Oil reserves | Gas reserves | Biomass oversupply (imports) | Electricity oversupply (imports) | Petroleum products oversupply | Coal oversupply (imports) | Oil and petroleum products oversupply (imports) | Gas oversupply (imports) | Nuclear fission | Solar | Wind | Tidal | Wave | Geothermal | Hydro | Environmental heat | Agriculture | Waste | Total primary sources |  | Conversion losses | Distribution losses and own use | Total adjust. |  | Unallocated |  |  | Fuel Combustion |  |  |  | Fugitive Emissions from Fuels |  |  |  | Industrial Processes |  |  |  | Solvent and Other Product Use |  |  |  | Agriculture |  |  |  | Land Use, Land-Use Change and Forestry |  |  |  | Waste |  |  |  | Other |  |  |  | International Aviation and Shipping |  |  |  | Bioenergy credit |  |  |  | Carbon capture |  |  |  | Total
|  | Sector |  | L.01 | L.02 | I.01 | T.01 | T.02 | T.03 | S.01 | D.01 | G.01 | M.01 | M.02 |  |  | V.01 | V.02 | V.03 | V.04 | V.05 | C.01 | C.02 | C.03 | V.06 | V.07 | V.08 | V.13 | V.14 | V.09 | V.10 | V.15 | V.11 | V.12 |  |  | Q.01 | Q.02 | Q.03 | Y.01 | Y.02 | Y.03 | Y.04 | Y.05 | Y.06 | N.01 | R.01 | R.02 | R.03 | R.04 | R.05 | R.06 | R.07 | A.01 | W.01 |  |  | X.01 | X.02 |  |  | Z.01 |  |  | 1A | 1A | 1A | 1A | 1B | 1B | 1B | 1B | 2 | 2 | 2 | 2 | 3 | 3 | 3 | 3 | 4 | 4 | 4 | 4 | 5 | 5 | 5 | 5 | 6 | 6 | 6 | 6 | 7 | 7 | 7 | 7 | X1 | X1 | X1 | X1 | X2 | X2 | X2 | X2 | X3 | X3 | X3 | X3
[65 empty] | CO2 | CH4 | N2O | F | CO2 | CH4 | N2O | F | CO2 | CH4 | N2O | F | CO2 | CH4 | N2O | F | CO2 | CH4 | N2O | F | CO2 | CH4 | N2O | F | CO2 | CH4 | N2O | F | CO2 | CH4 | N2O | F | CO2 | CH4 | N2O | F | CO2 | CH4 | N2O | F | CO2 | CH4 | N2O | F
Consumption
| IX | Buildings
| X.a | Domestic Lighting & Appliances |  | 2671.8455 | 0 | 0 | 0 | 0 | 0 | 5.511e-12 | 0 | 0 | 0 | 0 | 2671.8455 |  | -2671.8455 | 0 | 0 | 0 | 0 | 0 | 0 | 0 | 0 | 0 | 0 | 0 | 0 | 0 | 0 | 0 | 0 | 0 | -2671.8455 |  | 0 | 0 | 0 | 0 | 0 | 0 | 0 | 0 | 0 | 0 | 0 | 0 | 0 | 0 | 0 | 0 | 0 | 0 | 0 | 0 |  | 0 | 0 | 0 |  | 0 |  |  | 0 | 0 | 0 | 0 | 0 | 0 | 0 | 0 | 0 | 0 | 0 | 0 | 0 | 0 | 0 | 0 | 0 | 0 | 0 | 0 | 0 | 0 | 0 | 0 | 0 | 0 | 0 | 0 | 0 | 0 | 0 | 0 | 0 | 0 | 0 | 0 | 0 | 0 | 0 | 0 | 0 | 0 | 0 | 0 | 0
| X.b | Commercial Lighting & Appliances |  | 0 | 1032.754 | 0 | 0 | 0 | 0 | -0.40945 | 0 | 0 | 0 | 0 | 1032.3445 |  | -1032.3445 | 0 | 0 | 0 | 0 | 0 | 0 | 0 | 0 | 0 | 0 | 0 | 0 | 0 | 0 | 0 | 0 | 0 | -1032.3445 |  | 0 | 0 | 0 | 0 | 0 | 0 | 0 | 0 | 0 | 0 | 0 | 0 | 0 | 0 | 0 | 0 | 0 | 0 | 0 | 0 |  | 0 | 0 | 0 |  | 0 |  |  | 0 | 0 | 0 | 0 | 0 | 0 | 0 | 0 | 0 | 0 | 0 | 0 | 0 | 0 | 0 | 0 | 0 | 0 | 0 | 0 | 0 | 0 | 0 | 0 | 0 | 0 | 0 | 0 | 0 | 0 | 0 | 0 | 0 | 0 | 0 | 0 | 0 | 0 | 0 | 0 | 0 | 0 | 0 | 0 | 0
| X | Lighting and appliances |  | 2671.8455 | 1032.754 | 0 | 0 | 0 | 0 | -0.40945 | 0 | 0 | 0 | 0 | 3704.19 |  | -3704.19 | 0 | 0 | 0 | 0 | 0 | 0 | 0 | 0 | 0 | 0 | 0 | 0 | 0 | 0 | 0 | 0 | 0 | -3704.19 |  | 0 | 0 | 0 | 0 | 0 | 0 | 0 | 0 | 0 | 0 | 0 | 0 | 0 | 0 | 0 | 0 | 0 | 0 | 0 | 0 |  | 0 | 0 | 0 |  | 0 |  |  | 0 | 0 | 0 | 0 | 0 | 0 | 0 | 0 | 0 | 0 | 0 | 0 | 0 | 0 | 0 | 0 | 0 | 0 | 0 | 0 | 0 | 0 | 0 | 0 | 0 | 0 | 0 | 0 | 0 | 0 | 0 | 0 | 0 | 0 | 0 | 0 | 0 | 0 | 0 | 0 | 0 | 0 | 0 | 0 | 0
| XI | Industry |  | 0 | 0 | 12793.2718 | 0 | 0 | 0 | 0 | 0 | 0 | 0 | 0 | 12793.2718 |  | -2061.2613 | 0 | -6573.3999 | -2845.1287 | -1313.4819 | 0 | 0 | 0 | 0 | 0 | 0 | 0 | 0 | 0 | 0 | 0 | 0 | 0 | -12793.2718 |  | 0 | 0 | 0 | 0 | 0 | 0 | 0 | 0 | 0 | 0 | 0 | 0 | 0 | 0 | 0 | 0 | 0 | 0 | 0 | 0 |  | 0 | 0 | 0 |  | 1.819e-12 |  |  | 3109.1972 | 0 | 0 | 0 | 0 | 0 | 0 | 0 | 0 | 0 | 0 | 0 | 0 | 0 | 0 | 0 | 0 | 0 | 0 | 0 | 0 | 0 | 0 | 0 | 0 | 0 | 0 | 0 | 0 | 0 | 0 | 0 | 0 | 0 | 0 | 0 | 0 | 0 | 0 | 0 | 0 | 0 | 0 | 0 | 3109.1972
| XI | Industry |  | 0 | 0 | 12793.2718 | 0 | 0 | 0 | 0 | 0 | 0 | 0 | 0 | 12793.2718 |  | -2061.2613 | 0 | -6573.3999 | -2845.1287 | -1313.4819 | 0 | 0 | 0 | 0 | 0 | 0 | 0 | 0 | 0 | 0 | 0 | 0 | 0 | -12793.2718 |  | 0 | 0 | 0 | 0 | 0 | 0 | 0 | 0 | 0 | 0 | 0 | 0 | 0 | 0 | 0 | 0 | 0 | 0 | 0 | 0 |  | 0 | 0 | 0 |  | 1.819e-12 |  |  | 3109.1972 | 0 | 0 | 0 | 0 | 0 | 0 | 0 | 0 | 0 | 0 | 0 | 0 | 0 | 0 | 0 | 0 | 0 | 0 | 0 | 0 | 0 | 0 | 0 | 0 | 0 | 0 | 0 | 0 | 0 | 0 | 0 | 0 | 0 | 0 | 0 | 0 | 0 | 0 | 0 | 0 | 0 | 0 | 0 | 3109.1972
| XII.a | Domestic passenger transport |  | 0 | 0 | 0 | 4089.3524 | 28.836 | 308.5414 | 0 | 0 | 0 | 0 | 0 | 4426.7299 |  | -28.24 | 0 | 0 | -4149.4777 | -249.0122 | 0 | 0 | 0 | 0 | 0 | 0 | 0 | 0 | 0 | 0 | 0 | 0 | 0 | -4426.7299 |  | 0 | 0 | 0 | 0 | 0 | 0 | 0 | 0 | 0 | 0 | 0 | 0 | 0 | 0 | 0 | 0 | 0 | 0 | 0 | 0 |  | 0 | 0 | 0 |  | 9.0949e-13 |  |  | 1156.3056 | 0 | 0 | 0 | 0 | 0 | 0 | 0 | 0 | 0 | 0 | 0 | 0 | 0 | 0 | 0 | 0 | 0 | 0 | 0 | 0 | 0 | 0 | 0 | 0 | 0 | 0 | 0 | 0 | 0 | 0 | 0 | 0 | 0 | 0 | 0 | 0 | 0 | 0 | 0 | 0 | 0 | 0 | 0 | 1156.3056
| XII.b | Domestic freight |  | 0 | 0 | 0 | 3084.8058 | 109.1514 | 16.2862 | 0 | 0 | 0 | 0 | 0 | 3210.2434 |  | -35.9467 | 0 | 0 | -3174.2967 | 0 | 0 | 0 | 0 | 0 | 0 | 0 | 0 | 0 | 0 | 0 | 0 | 0 | 0 | -3210.2434 |  | 0 | 0 | 0 | 0 | 0 | 0 | 0 | 0 | 0 | 0 | 0 | 0 | 0 | 0 | 0 | 0 | 0 | 0 | 0 | 0 |  | 0 | 0 | 0 |  | 4.5475e-13 |  |  | 846.6611 | 0 | 0 | 0 | 0 | 0 | 0 | 0 | 0 | 0 | 0 | 0 | 0 | 0 | 0 | 0 | 0 | 0 | 0 | 0 | 0 | 0 | 0 | 0 | 0 | 0 | 0 | 0 | 0 | 0 | 0 | 0 | 0 | 0 | 0 | 0 | 0 | 0 | 0 | 0 | 0 | 0 | 0 | 0 | 846.6611
| XII | Transport |  | 0 | 0 | 0 | 7174.1582 | 137.9874 | 324.8276 | 0 | 0 | 0 | 0 | 0 | 7636.9732 |  | -64.1866 | 0 | 0 | -7323.7744 | -249.0122 | 0 | 0 | 0 | 0 | 0 | 0 | 0 | 0 | 0 | 0 | 0 | 0 | 0 | -7636.9732 |  | 0 | 0 | 0 | 0 | 0 | 0 | 0 | 0 | 0 | 0 | 0 | 0 | 0 | 0 | 0 | 0 | 0 | 0 | 0 | 0 |  | 0 | 0 | 0 |  | 1.819e-12 |  |  | 2002.9666 | 0 | 0 | 0 | 0 | 0 | 0 | 0 | 0 | 0 | 0 | 0 | 0 | 0 | 0 | 0 | 0 | 0 | 0 | 0 | 0 | 0 | 0 | 0 | 0 | 0 | 0 | 0 | 0 | 0 | 0 | 0 | 0 | 0 | 0 | 0 | 0 | 0 | 0 | 0 | 0 | 0 | 0 | 0 | 2002.9666
| XIII.a | Domestic Cooking |  | 0 | 0 | 0 | 0 | 0 | 0 | 0 | 0 | 0 | 1079.9753 | 0 | 1079.9753 |  | -29.2477 | 0 | -655.1806 | -176.2067 | -219.3404 | 0 | 0 | 0 | 0 | 0 | 0 | 0 | 0 | 0 | 0 | 0 | 0 | 0 | -1079.9753 |  | 0 | 0 | 0 | 0 | 0 | 0 | 0 | 0 | 0 | 0 | 0 | 0 | 0 | 0 | 0 | 0 | 0 | 0 | 0 | 0 |  | 0 | 0 | 0 |  | -2.2737e-13 | [46 empty] | 0
| XIII.b | Commercial Cooking |  | 0 | 0 | 0 | 0 | 0 | 0 | 0 | 0 | 0 | 0 | 988.8991 | 988.8991 |  | 0 | 0 | 0 | -731.2909 | -257.6082 | 0 | 0 | 0 | 0 | 0 | 0 | 0 | 0 | 0 | 0 | 0 | 0 | 0 | -988.8991 |  | 0 | 0 | 0 | 0 | 0 | 0 | 0 | 0 | 0 | 0 | 0 | 0 | 0 | 0 | 0 | 0 | 0 | 0 | 0 | 0 |  | 0 | 0 | 0 |  | 0 |  |  | 246.3033 | 0 | 0 | 0 | 0 | 0 | 0 | 0 | 0 | 0 | 0 | 0 | 0 | 0 | 0 | 0 | 0 | 0 | 0 | 0 | 0 | 0 | 0 | 0 | 0 | 0 | 0 | 0 | 0 | 0 | 0 | 0 | 0 | 0 | 0 | 0 | 0 | 0 | 0 | 0 | 0 | 0 | 0 | 0 | 246.3033
| XIII | Cooking |  | 0 | 0 | 0 | 0 | 0 | 0 | 0 | 0 | 0 | 1079.9753 | 988.8991 | 2068.8745 |  | -29.2477 | 0 | -655.1806 | -907.4976 | -476.9486 | 0 | 0 | 0 | 0 | 0 | 0 | 0 | 0 | 0 | 0 | 0 | 0 | 0 | -2068.8745 |  | 0 | 0 | 0 | 0 | 0 | 0 | 0 | 0 | 0 | 0 | 0 | 0 | 0 | 0 | 0 | 0 | 0 | 0 | 0 | 0 |  | 0 | 0 | 0 |  | 0 |  |  | 246.3033 | 0 | 0 | 0 | 0 | 0 | 0 | 0 | 0 | 0 | 0 | 0 | 0 | 0 | 0 | 0 | 0 | 0 | 0 | 0 | 0 | 0 | 0 | 0 | 0 | 0 | 0 | 0 | 0 | 0 | 0 | 0 | 0 | 0 | 0 | 0 | 0 | 0 | 0 | 0 | 0 | 0 | 0 | 0 | 246.3033
| XIV | Agriculture |  | 0 | 0 | 0 | 0 | 0 | 0 | 0 | 1134.4955 | 0 | 0 | 0 | 1134.4955 |  | -723.7193 | 0 | 0 | -410.7762 | 0 | 0 | 0 | 0 | 0 | 0 | 0 | 0 | 0 | 0 | 0 | 0 | 0 | 0 | -1134.4955 |  | 0 | 0 | 0 | 0 | 0 | 0 | 0 | 0 | 0 | 0 | 0 | 0 | 0 | 0 | 0 | 0 | 0 | 0 | 0 | 0 |  | 0 | 0 | 0 |  | 0 |  |  | 109.5639 | 0 | 0 | 0 | 0 | 0 | 0 | 0 | 0 | 0 | 0 | 0 | 0 | 0 | 0 | 0 | 0 | 0 | 0 | 0 | 0 | 0 | 0 | 0 | 0 | 0 | 0 | 0 | 0 | 0 | 0 | 0 | 0 | 0 | 0 | 0 | 0 | 0 | 0 | 0 | 0 | 0 | 0 | 0 | 109.5639
| XVI | Telecom |  | 0 | 0 | 0 | 0 | 0 | 0 | 0 | 0 | 297.4563 | 0 | 0 | 297.4563 |  | -115.9637 | 0 | 0 | -177.4148 | 0 | 0 | 0 | 0 | 0 | 0 | 0 | 0 | 0 | 0 | 0 | 0 | -4.0778 | 0 | -297.4563 |  | 0 | 0 | 0 | 0 | 0 | 0 | 0 | 0 | 0 | 0 | 0 | 0 | 0 | 0 | 0 | 0 | 0 | 0 | 0 | 0 |  | 0 | 0 | 0 |  | 0 |  |  | 47.3208 | 0 | 0 | 0 | 0 | 0 | 0 | 0 | 0 | 0 | 0 | 0 | 0 | 0 | 0 | 0 | 0 | 0 | 0 | 0 | 0 | 0 | 0 | 0 | 0 | 0 | 0 | 0 | 0 | 0 | 0 | 0 | 0 | 0 | 0 | 0 | 0 | 0 | 0 | 0 | 0 | 0 | 0 | 0 | 47.3208
| Subtotal.Consumption | Total consumption |  | 2671.8455 | 1032.754 | 12793.2718 | 7174.1582 | 137.9874 | 324.8276 | -0.40945 | 1134.4955 | 297.4563 | 1079.9753 | 988.8991 | 27635.2614 |  | -6698.5687 | 0 | -7228.5806 | -11664.5915 | -2039.4428 | 0 | 0 | 0 | 0 | 0 | 0 | 0 | 0 | 0 | 0 | 0 | -4.0778 | 0 | -27635.2614 |  | 0 | 0 | 0 | 0 | 0 | 0 | 0 | 0 | 0 | 0 | 0 | 0 | 0 | 0 | 0 | 0 | 0 | 0 | 0 | 0 |  | 0 | 0 | 0 |  | 7.276e-12 |  |  | 5468.031 | 0 | 0 | 0 | 0 | 0 | 0 | 0 | 0 | 0 | 0 | 0 | 0 | 0 | 0 | 0 | 0 | 0 | 0 | 0 | 0 | 0 | 0 | 0 | 0 | 0 | 0 | 0 | 0 | 0 | 0 | 0 | 0 | 0 | 0 | 0 | 0 | 0 | 0 | 0 | 0 | 0 | 0 | 0 | 5468.031
[60 empty] | 0 |  | 0
| Supply | [58 empty] | 0 |  | 0
| v.a | Biomass Based Electricity& Biogas |  | 0 | 0 | 0 | 0 | 0 | 0 | 0 | 0 | 0 | 0 | 0 | 0 |  | 0 | 20.735 | -82.94 | 0 | 15.9842 | 0 | 0 | 0 | 0 | 0 | 0 | 0 | 0 | 0 | -15.9842 | 0 | 0 | 0 | -62.205 |  | 0 | 0 | 0 | 0 | 0 | 0 | 0 | 0 | 0 | 0 | 0 | 0 | 0 | 0 | 0 | 0 | 0 | 0 | 0 | 0 |  | 62.205 | 0 | 62.205 |  | 0 |  |  | 28.7882 | 0 | 0 | 0 | 0 | 0 | 0 | 0 | 0 | 0 | 0 | 0 | 0 | 0 | 0 | 0 | 0 | 0 | 0 | 0 | 0 | 0 | 0 | 0 | 0 | 0 | 0 | 0 | 0 | 0 | 0 | 0 | 0 | 0 | 0 | 0 | -3.18 | 0 | 0 | 0 | 0 | 0 | 0 | 0 | 25.6082
| V.b | First & Second Generation Bio Fuels |  | 0 | 0 | 0 | 0 | 0 | 0 | 0 | 0 | 0 | 0 | 0 | 0 |  | 0 | 0 | 0 | 54.6569 | 0 | 0 | 0 | 0 | 0 | 0 | 0 | 0 | -1.0189 | -52.8743 | -0.76377 | 0 | 0 | 0 | -1.4433e-15 |  | 0 | 0 | 0 | 0 | 0 | 0 | 0 | 0 | 0 | 0 | 0 | 0 | 0 | 0 | 0 | 0 | 0 | 0 | 0 | 0 |  | 0 | 0 | 0 |  | -1.4433e-15 |  |  | 0 | 0 | 0 | 0 | 0 | 0 | 0 | 0 | 0 | 0 | 0 | 0 | 0 | 0 | 0 | 0 | 0 | 0 | 0 | 0 | 0 | 0 | 0 | 0 | 0 | 0 | 0 | 0 | 0 | 0 | 0 | 0 | 0 | 0 | 0 | 0 | -14.5783 | 0 | 0 | 0 | 0 | 0 | 0 | 0 | -14.5783
| V.c | Advanced Bio Fuels |  | 0 | 0 | 0 | 0 | 0 | 0 | 0 | 0 | 0 | 0 | 0 | 0 |  | 0 | 0 | 0 | 0 | 0 | 0 | 0 | 0 | 0 | 0 | 0 | 0 | 0 | 0 | 0.76377 | 0 | 0 | 0 | 0.76377 |  | 0 | 0 | 0 | 0 | 0 | 0 | 0 | 0 | 0 | 0 | 0 | 0 | 0 | 0 | 0 | 0 | 0 | 0 | -0.76377 | -0.76377 |  | 0 | 0 | 0 |  | 0 |  |  | 0 | 0 | 0 | 0 | 0 | 0 | 0 | 0 | 0 | 0 | 0 | 0 | 0 | 0 | 0 | 0 | 0 | 0 | 0 | 0 | 0 | 0 | 0 | 0 | 0 | 0 | 0 | 0 | 0 | 0 | 0 | 0 | 0 | 0 | 0 | 0 | 0 | 0 | 0 | 0 | 0 | 0 | 0 | 0 | 0
| V.d | Bio-feedstock prodctn & bio-conversion |  | 0 | 0 | 0 | 0 | 0 | 0 | 0 | 0 | 0 | 0 | 0 | 0 |  | 0 | 0 | 0 | 0 | 0 | 0 | 0 | 0 | 0 | 0 | 0 | 0 | 1.0189 | 983.1023 | 15.9842 | 0 | 0 | 0 | 1000.1054 |  | 0 | 0 | 0 | 0 | 0 | 0 | 0 | 0 | 0 | 0 | 0 | 0 | 0 | 0 | 0 | 0 | 0 | -1.0189 | -999.0865 | -1000.1054 |  | 0 | 0 | 0 |  | 0 |  |  | 0 | 0 | 0 | 0 | 0 | 0 | 0 | 0 | 0 | 0 | 0 | 0 | 0 | 0 | 0 | 0 | 0 | 0 | 0 | 0 | 0 | 0 | 0 | 0 | 0 | 0 | 0 | 0 | 0 | 0 | 0 | 0 | 0 | 0 | 0 | 0 | -28.7882 | 0 | 0 | 0 | 0 | 0 | 0 | 0 | -28.7882
| V.e | Fuel For Cooking |  | 0 | 0 | 0 | 0 | 0 | 0 | 0 | 0 | 0 | 0 | 0 | 0 |  | 0 | 0 | 930.228 | 0 | 0 | 0 | 0 | 0 | 0 | 0 | 0 | 0 | 0 | -930.228 | 0 | 0 | 0 | 0 | 0 |  | 0 | 0 | 0 | 0 | 0 | 0 | 0 | 0 | 0 | 0 | 0 | 0 | 0 | 0 | 0 | 0 | 0 | 0 | 0 | 0 |  | 0 | 0 | 0 |  | 0 |  |  | 0 | 0 | 0 | 0 | 0 | 0 | 0 | 0 | 0 | 0 | 0 | 0 | 0 | 0 | 0 | 0 | 0 | 0 | 0 | 0 | 0 | 0 | 0 | 0 | 0 | 0 | 0 | 0 | 0 | 0 | 0 | 0 | 0 | 0 | 0 | 0 | -294.0909 | 0 | 0 | 0 | 0 | 0 | 0 | 0 | -294.0909
| V | Bioenergy |  | 0 | 0 | 0 | 0 | 0 | 0 | 0 | 0 | 0 | 0 | 0 | 0 |  | 0 | 20.735 | 847.288 | 54.6569 | 15.9842 | 0 | 0 | 0 | 0 | 0 | 0 | 0 | 0 | 0 | 1.7764e-15 | 0 | 0 | 0 | 938.6642 |  | 0 | 0 | 0 | 0 | 0 | 0 | 0 | 0 | 0 | 0 | 0 | 0 | 0 | 0 | 0 | 0 | 0 | -1.0189 | -999.8502 | -1000.8692 |  | 62.205 | 0 | 62.205 |  | 0 |  |  | 28.7882 | 0 | 0 | 0 | 0 | 0 | 0 | 0 | 0 | 0 | 0 | 0 | 0 | 0 | 0 | 0 | 0 | 0 | 0 | 0 | 0 | 0 | 0 | 0 | 0 | 0 | 0 | 0 | 0 | 0 | 0 | 0 | 0 | 0 | 0 | 0 | -340.6375 | 0 | 0 | 0 | 0 | 0 | 0 | 0 | -311.8493
| VI.a | Waste to Electricity |  | 0 | 0 | 0 | 0 | 0 | 0 | 0 | 0 | 0 | 0 | 0 | 0 |  | 0 | 0 | 0 | 0 | 0 | 0 | 0 | 0 | 0 | 0 | 0 | 0 | 0 | 0 | 0 | 0 | 0 | 0 | 0 |  | 0 | 0 | 0 | 0 | 0 | 0 | 0 | 0 | 0 | 0 | 0 | 0 | 0 | 0 | 0 | 0 | 0 | 0 | 0 | 0 |  | 0 | 0 | 0 |  | 0 |  |  | 0 | 0 | 0 | 0 | 0 | 0 | 0 | 0 | 0 | 0 | 0 | 0 | 0 | 0 | 0 | 0 | 0 | 0 | 0 | 0 | 0 | 0 | 0 | 0 | 0 | 0 | 0 | 0 | 0 | 0 | 0 | 0 | 0 | 0 | 0 | 0 | 0 | 0 | 0 | 0 | 0 | 0 | 0 | 0 | 0
| VI | Waste |  | 0 | 0 | 0 | 0 | 0 | 0 | 0 | 0 | 0 | 0 | 0 | 0 |  | 0 | 0 | 0 | 0 | 0 | 0 | 0 | 0 | 0 | 0 | 0 | 0 | 0 | 0 | 0 | 0 | 0 | 0 | 0 |  | 0 | 0 | 0 | 0 | 0 | 0 | 0 | 0 | 0 | 0 | 0 | 0 | 0 | 0 | 0 | 0 | 0 | 0 | 0 | 0 |  | 0 | 0 | 0 |  | 0 |  |  | 0 | 0 | 0 | 0 | 0 | 0 | 0 | 0 | 0 | 0 | 0 | 0 | 0 | 0 | 0 | 0 | 0 | 0 | 0 | 0 | 0 | 0 | 0 | 0 | 0 | 0 | 0 | 0 | 0 | 0 | 0 | 0 | 0 | 0 | 0 | 0 | 0 | 0 | 0 | 0 | 0 | 0 | 0 | 0 | 0
| XV.a | Domestic Gas Production |  | 0 | 0 | 0 | 0 | 0 | 0 | 0 | 0 | 0 | 0 | 0 | 0 |  | 0 | 0 | 0 | 0 | 0 | 0 | 0 | 803.223 | 0 | 0 | 0 | 0 | 0 | 0 | 0 | 0 | 0 | 0 | 803.223 |  | 0 | 0 | -803.223 | 0 | 0 | 0 | 0 | 0 | 0 | 0 | 0 | 0 | 0 | 0 | 0 | 0 | 0 | 0 | 0 | -803.223 |  | 0 | 0 | 0 |  | 0 |  |  | 0 | 0 | 0 | 0 | 0 | 0 | 0 | 0 | 0 | 0 | 0 | 0 | 0 | 0 | 0 | 0 | 0 | 0 | 0 | 0 | 0 | 0 | 0 | 0 | 0 | 0 | 0 | 0 | 0 | 0 | 0 | 0 | 0 | 0 | 0 | 0 | 0 | 0 | 0 | 0 | 0 | 0 | 0 | 0 | 0
| XV.b | Domestic Coal Production |  | 0 | 0 | 0 | 0 | 0 | 0 | 0 | 0 | 0 | 0 | 0 | 0 |  | 0 | 0 | 0 | 0 | 0 | 2435.1118 | 0 | 0 | 0 | 0 | 0 | 0 | 0 | 0 | 0 | 0 | 0 | 0 | 2435.1118 |  | -2435.1118 | 0 | 0 | 0 | 0 | 0 | 0 | 0 | 0 | 0 | 0 | 0 | 0 | 0 | 0 | 0 | 0 | 0 | 0 | -2435.1118 |  | 0 | 0 | 0 |  | 0 |  |  | 0 | 0 | 0 | 0 | 0 | 0 | 0 | 0 | 0 | 0 | 0 | 0 | 0 | 0 | 0 | 0 | 0 | 0 | 0 | 0 | 0 | 0 | 0 | 0 | 0 | 0 | 0 | 0 | 0 | 0 | 0 | 0 | 0 | 0 | 0 | 0 | 0 | 0 | 0 | 0 | 0 | 0 | 0 | 0 | 0
| xv.c | Domestic Oil Production |  | 0 | 0 | 0 | 0 | 0 | 0 | 0 | 0 | 0 | 0 | 0 | 0 |  | 0 | 0 | 0 | 0 | 0 | 0 | 401.8881 | 0 | 0 | 0 | 0 | 0 | 0 | 0 | 0 | 0 | 0 | 0 | 401.8881 |  | 0 | -401.8881 | 0 | 0 | 0 | 0 | 0 | 0 | 0 | 0 | 0 | 0 | 0 | 0 | 0 | 0 | 0 | 0 | 0 | -401.8881 |  | 0 | 0 | 0 |  | 0 |  |  | 0 | 0 | 0 | 0 | 0 | 0 | 0 | 0 | 0 | 0 | 0 | 0 | 0 | 0 | 0 | 0 | 0 | 0 | 0 | 0 | 0 | 0 | 0 | 0 | 0 | 0 | 0 | 0 | 0 | 0 | 0 | 0 | 0 | 0 | 0 | 0 | 0 | 0 | 0 | 0 | 0 | 0 | 0 | 0 | 0
| XV | Fossil fuel production |  | 0 | 0 | 0 | 0 | 0 | 0 | 0 | 0 | 0 | 0 | 0 | 0 |  | 0 | 0 | 0 | 0 | 0 | 2435.1118 | 401.8881 | 803.223 | 0 | 0 | 0 | 0 | 0 | 0 | 0 | 0 | 0 | 0 | 3640.223 |  | -2435.1118 | -401.8881 | -803.223 | 0 | 0 | 0 | 0 | 0 | 0 | 0 | 0 | 0 | 0 | 0 | 0 | 0 | 0 | 0 | 0 | -3640.223 |  | 0 | 0 | 0 |  | 0 |  |  | 0 | 0 | 0 | 0 | 0 | 0 | 0 | 0 | 0 | 0 | 0 | 0 | 0 | 0 | 0 | 0 | 0 | 0 | 0 | 0 | 0 | 0 | 0 | 0 | 0 | 0 | 0 | 0 | 0 | 0 | 0 | 0 | 0 | 0 | 0 | 0 | 0 | 0 | 0 | 0 | 0 | 0 | 0 | 0 | 0
| III | Hydro Electric Power Generation |  | 0 | 0 | 0 | 0 | 0 | 0 | 0 | 0 | 0 | 0 | 0 | 0 |  | 0 | 171.8136 | 0 | 0 | 0 | 0 | 0 | 0 | 0 | 0 | 0 | 0 | 0 | 0 | 0 | 0 | 0 | 0 | 171.8136 |  | 0 | 0 | 0 | 0 | 0 | 0 | 0 | 0 | 0 | 0 | 0 | 0 | 0 | 0 | 0 | -171.8136 | 0 | 0 | 0 | -171.8136 |  | 0 | 0 | 0 |  | 0 | 0 | 0 | 0 | 0 | 0 | 0 | 0 | 0 | 0 | 0 | 0 | 0 | 0 | 0 | 0 | 0 | 0 | 0 | 0 | 0 | 0 | 0 | 0 | 0 | 0 | 0 | 0 | 0 | 0 | 0 | 0 | 0 | 0 | 0 | 0 | 0 | 0 | 0 | 0 | 0 | 0 | 0 | 0 | 0 | 0 | 0 | 0
| IV.a | Solar PV |  | 0 | 0 | 0 | 0 | 0 | 0 | 0 | 0 | 0 | 0 | 0 | 0 |  | 0 | 59.6088 | 0 | 0 | 0 | 0 | 0 | 0 | 0 | 0 | 0 | 0 | 0 | 0 | 0 | 0 | 4.0778 | 0 | 63.6866 |  | 0 | 0 | 0 | 0 | 0 | 0 | 0 | 0 | 0 | 0 | -63.6866 | 0 | 0 | 0 | 0 | 0 | 0 | 0 | 0 | -63.6866 |  | 0 | 0 | 0 |  | 0 | 0 | 0 | 0 | 0 | 0 | 0 | 0 | 0 | 0 | 0 | 0 | 0 | 0 | 0 | 0 | 0 | 0 | 0 | 0 | 0 | 0 | 0 | 0 | 0 | 0 | 0 | 0 | 0 | 0 | 0 | 0 | 0 | 0 | 0 | 0 | 0 | 0 | 0 | 0 | 0 | 0 | 0 | 0 | 0 | 0 | 0 | 0
| IV.b | Solar CSP |  | 0 | 0 | 0 | 0 | 0 | 0 | 0 | 0 | 0 | 0 | 0 | 0 |  | 0 | 29.2434 | 0 | 0 | 0 | 0 | 0 | 0 | 0 | 0 | 0 | 0 | 0 | 0 | 0 | 0 | 0 | 0 | 29.2434 |  | 0 | 0 | 0 | 0 | 0 | 0 | 0 | 0 | 0 | 0 | -29.2434 | 0 | 0 | 0 | 0 | 0 | 0 | 0 | 0 | -29.2434 |  | 0 | 0 | 0 |  | 0 | 0 | 0 | 0 | 0 | 0 | 0 | 0 | 0 | 0 | 0 | 0 | 0 | 0 | 0 | 0 | 0 | 0 | 0 | 0 | 0 | 0 | 0 | 0 | 0 | 0 | 0 | 0 | 0 | 0 | 0 | 0 | 0 | 0 | 0 | 0 | 0 | 0 | 0 | 0 | 0 | 0 | 0 | 0 | 0 | 0 | 0 | 0
| IV.c.1 | Onshore Wind |  | 0 | 0 | 0 | 0 | 0 | 0 | 0 | 0 | 0 | 0 | 0 | 0 | 0 | 0 | 148.8028 | 0 | 0 | 0 | 0 | 0 | 0 | 0 | 0 | 0 | 0 | 0 | 0 | 0 | 0 | 0 | 0 | 148.8028 | 0 | 0 | 0 | 0 | 0 | 0 | 0 | 0 | 0 | 0 | 0 | 0 | -148.8028 | 0 | 0 | 0 | 0 | 0 | 0 | 0 | -148.8028 | 0 | 0 | 0 | 0 | 0 | 0 | 0 | 0 | 0 | 0 | 0 | 0 | 0 | 0 | 0 | 0 | 0 | 0 | 0 | 0 | 0 | 0 | 0 | 0 | 0 | 0 | 0 | 0 | 0 | 0 | 0 | 0 | 0 | 0 | 0 | 0 | 0 | 0 | 0 | 0 | 0 | 0 | 0 | 0 | 0 | 0 | 0 | 0 | 0 | 0 | 0 | 0 | 0
| IV.c.2 | Offshore Wind |  | 0 | 0 | 0 | 0 | 0 | 0 | 0 | 0 | 0 | 0 | 0 | 0 | 0 | 0 | 13.149 | 0 | 0 | 0 | 0 | 0 | 0 | 0 | 0 | 0 | 0 | 0 | 0 | 0 | 0 | 0 | 0 | 13.149 | 0 | 0 | 0 | 0 | 0 | 0 | 0 | 0 | 0 | 0 | 0 | 0 | -13.149 | 0 | 0 | 0 | 0 | 0 | 0 | 0 | -13.149 | 0 | 0 | 0 | 0 | 0 | 0 | 0 | 0 | 0 | 0 | 0 | 0 | 0 | 0 | 0 | 0 | 0 | 0 | 0 | 0 | 0 | 0 | 0 | 0 | 0 | 0 | 0 | 0 | 0 | 0 | 0 | 0 | 0 | 0 | 0 | 0 | 0 | 0 | 0 | 0 | 0 | 0 | 0 | 0 | 0 | 0 | 0 | 0 | 0 | 0 | 0 | 0 | 0
| IV.d | Small Hydro |  | 0 | 0 | 0 | 0 | 0 | 0 | 0 | 0 | 0 | 0 | 0 | 0 |  | 0 | 35.3824 | 0 | 0 | 0 | 0 | 0 | 0 | 0 | 0 | 0 | 0 | 0 | 0 | 0 | 0 | 0 | 0 | 35.3824 |  | 0 | 0 | 0 | 0 | 0 | 0 | 0 | 0 | 0 | 0 | 0 | 0 | 0 | 0 | 0 | -35.3824 | 0 | 0 | 0 | -35.3824 |  | 0 | 0 | 0 |  | 0 | 0 | 0 | 0 | 0 | 0 | 0 | 0 | 0 | 0 | 0 | 0 | 0 | 0 | 0 | 0 | 0 | 0 | 0 | 0 | 0 | 0 | 0 | 0 | 0 | 0 | 0 | 0 | 0 | 0 | 0 | 0 | 0 | 0 | 0 | 0 | 0 | 0 | 0 | 0 | 0 | 0 | 0 | 0 | 0 | 0 | 0 | 0
| IV | National renewable power generation |  | 0 | 0 | 0 | 0 | 0 | 0 | 0 | 0 | 0 | 0 | 0 | 0 |  | 0 | 286.1864 | 0 | 0 | 0 | 0 | 0 | 0 | 0 | 0 | 0 | 0 | 0 | 0 | 0 | 0 | 4.0778 | 0 | 290.2643 |  | 0 | 0 | 0 | 0 | 0 | 0 | 0 | 0 | 0 | 0 | -92.93 | -161.9518 | 0 | 0 | 0 | -35.3824 | 0 | 0 | 0 | -290.2643 |  | 0 | 0 | 0 |  | -5.6843e-14 |  |  | 0 | 0 | 0 | 0 | 0 | 0 | 0 | 0 | 0 | 0 | 0 | 0 | 0 | 0 | 0 | 0 | 0 | 0 | 0 | 0 | 0 | 0 | 0 | 0 | 0 | 0 | 0 | 0 | 0 | 0 | 0 | 0 | 0 | 0 | 0 | 0 | 0 | 0 | 0 | 0 | 0 | 0 | 0 | 0 | 0
| II | Nuclear power generation |  | 0 | 0 | 0 | 0 | 0 | 0 | 0 | 0 | 0 | 0 | 0 | 0 |  | 0 | 58.627 | 0 | 0 | 0 | 0 | 0 | 0 | 0 | 0 | 0 | 0 | 0 | 0 | 0 | 0 | 0 | 0 | 58.627 |  | 0 | 0 | 0 | 0 | 0 | 0 | 0 | 0 | 0 | -167.5057 | 0 | 0 | 0 | 0 | 0 | 0 | 0 | 0 | 0 | -167.5057 |  | 108.8787 | 0 | 108.8787 |  | 0 |  |  | 0 | 0 | 0 | 0 | 0 | 0 | 0 | 0 | 0 | 0 | 0 | 0 | 0 | 0 | 0 | 0 | 0 | 0 | 0 | 0 | 0 | 0 | 0 | 0 | 0 | 0 | 0 | 0 | 0 | 0 | 0 | 0 | 0 | 0 | 0 | 0 | 0 | 0 | 0 | 0 | 0 | 0 | 0 | 0 | 0
| I.b | Coal power stations |  | 0 | 0 | 0 | 0 | 0 | 0 |  | 0 | 0 | 0 | 0 | 0 |  | 0 | 336.9433 | -965.3554 | 0 | 0 | 0 | 0 | 0 | 0 | 0 | 0 | 0 | 0 | 0 | 0 | 0 | 0 | 0 | -628.4121 |  | 0 | 0 | 0 | 0 | 0 | 0 | 0 | 0 | 0 | 0 | 0 | 0 | 0 | 0 | 0 | 0 | 0 | 0 | 0 | 0 |  | 599.1127 | 29.2994 | 628.4121 |  | 0 |  |  | 335.0717 | 0 | 0 | 0 | 0 | 0 | 0 | 0 | 0 | 0 | 0 | 0 | 0 | 0 | 0 | 0 | 0 | 0 | 0 | 0 | 0 | 0 | 0 | 0 | 0 | 0 | 0 | 0 | 0 | 0 | 0 | 0 | 0 | 0 | 0 | 0 | 0 | 0 | 0 | 0 | 0 | 0 | 0 | 0 | 335.0717
| I.a | Gas Power Stations |  | 0 | 0 | 0 | 0 | 0 | 0 |  | 0 | 0 | 0 | 0 | 0 |  | 0 | 109.8605 | 0 | 0 | -217.6579 | 0 | 0 | 0 | 0 | 0 | 0 | 0 | 0 | 0 | 0 | 0 | 0 | 0 | -107.7974 |  | 0 | 0 | 0 | 0 | 0 | 0 | 0 | 0 | 0 | 0 | 0 | 0 | 0 | 0 | 0 | 0 | 0 | 0 | 0 | 0 |  | 107.7974 | 0 | 107.7974 |  | 0 |  |  | 36.4274 | 0 | 0 | 0 | 0 | 0 | 0 | 0 | 0 | 0 | 0 | 0 | 0 | 0 | 0 | 0 | 0 | 0 | 0 | 0 | 0 | 0 | 0 | 0 | 0 | 0 | 0 | 0 | 0 | 0 | 0 | 0 | 0 | 0 | 0 | 0 | 0 | 0 | 0 | 0 | 0 | 0 | 0 | 0 | 36.4274
| I.c | Carbon Capture Storage (CCS) |  | 0 | 0 | 0 | 0 | 0 | 0 |  | 0 | 0 | 0 | 0 | 0 |  | 0 | 27.2447 | -180.4765 | 0 | 0 | 0 | 0 | 0 | 0 | 0 | 0 | 0 | 0 | 0 | 0 | 0 | 0 | 0 | -153.2317 |  | 0 | 0 | 0 | 0 | 0 | 0 | 0 | 0 | 0 | 0 | 0 | 0 | 0 | 0 | 0 | 0 | 0 | 0 | 0 | 0 |  | 119.1145 | 34.1173 | 153.2317 |  | 0 |  |  | 62.6428 | 0 | 0 | 0 | 0 | 0 | 0 | 0 | 0 | 0 | 0 | 0 | 0 | 0 | 0 | 0 | 0 | 0 | 0 | 0 | 0 | 0 | 0 | 0 | 0 | 0 | 0 | 0 | 0 | 0 | 0 | 0 | 0 | 0 | 0 | 0 | 0 | 0 | 0 | 0 | -56.3785 | 0 | 0 | 0 | 6.2643
| Subtotal.I.d | Total electricity supply (demand) to this point | [14 empty] | -6698.5687 | -164.0099
| I.d | Electricity Balancing Requirement |  | 0 | 0 | 0 | 0 | 0 | 0 | 0 | 0 | 0 | 0 | 0 | 0 |  | 0 | 6862.5786 | -18667.6361 | 0 | 0 | 0 | 0 | 0 | 0 | 0 | 0 | 0 | 0 | 0 | 0 | 0 | 0 | 0 | -11805.0575 |  | 0 | 0 | 0 | 0 | 0 | 0 | 0 | 0 | 0 | 0 | 0 | 0 | 0 | 0 | 0 | 0 | 0 | 0 | 0 | 0 |  | 11461.9286 | 343.1289 | 11805.0575 |  | 0 |  |  | 6479.4763 | 0 | 0 | 0 | 0 | 0 | 0 | 0 | 0 | 0 | 0 | 0 | 0 | 0 | 0 | 0 | 0 | 0 | 0 | 0 | 0 | 0 | 0 | 0 | 0 | 0 | 0 | 0 | 0 | 0 | 0 | 0 | 0 | 0 | 0 | 0 | 0 | 0 | 0 | 0 | 0 | 0 | 0 | 0 | 6479.4763
| I | Hydrocarbon fuel power generation |  | 0 | 0 | 0 | 0 | 0 | 0 | 0 | 0 | 0 | 0 | 0 | 0 |  | 0 | 7336.6272 | -19813.4679 | 0 | -217.6579 | 0 | 0 | 0 | 0 | 0 | 0 | 0 | 0 | 0 | 0 | 0 | 0 | 0 | -12694.4987 |  | 0 | 0 | 0 | 0 | 0 | 0 | 0 | 0 | 0 | 0 | 0 | 0 | 0 | 0 | 0 | 0 | 0 | 0 | 0 | 0 |  | 12287.9531 | 406.5456 | 12694.4987 |  | 0 |  |  | 6913.6182 | 0 | 0 | 0 | 0 | 0 | 0 | 0 | 0 | 0 | 0 | 0 | 0 | 0 | 0 | 0 | 0 | 0 | 0 | 0 | 0 | 0 | 0 | 0 | 0 | 0 | 0 | 0 | 0 | 0 | 0 | 0 | 0 | 0 | 0 | 0 | 0 | 0 | 0 | 0 | -56.3785 | 0 | 0 | 0 | 6857.2397
| Subtotal.Supply | Total supply |  | 0 | 0 | 0 | 0 | 0 | 0 | 0 | 0 | 0 | 0 | 0 | 0 |  | 0 | 7873.9892 | -18966.1799 | 54.6569 | -201.6737 | 2435.1118 | 401.8881 | 803.223 | 0 | 0 | 0 | 0 | 0 | 0 | 1.7764e-15 | 0 | 4.0778 | 0 | -7594.9067 |  | -2435.1118 | -401.8881 | -803.223 | 0 | 0 | 0 | 0 | 0 | 0 | -167.5057 | -92.93 | -161.9518 | 0 | 0 | 0 | -207.196 | 0 | -1.0189 | -999.8502 | -5270.6757 |  | 12459.0368 | 406.5456 | 12865.5824 |  | 0 |  |  | 6913.6182 | 0 | 0 | 0 | 0 | 0 | 0 | 0 | 0 | 0 | 0 | 0 | 0 | 0 | 0 | 0 | 0 | 0 | 0 | 0 | 0 | 0 | 0 | 0 | 0 | 0 | 0 | 0 | 0 | 0 | 0 | 0 | 0 | 0 | 0 | 0 | 0 | 0 | 0 | 0 | -56.3785 | 0 | 0 | 0 | 6857.2397
0
| Distribution, storage, and balancing | [60 empty] | 0
0
| VII.a | Electricity imports |  | 0 | 0 | 0 | 0 | 0 | 0 |  | 0 | 0 | 0 | 0 | 0 |  | 0 | 55 | 0 | 0 | 0 | 0 | 0 | 0 | 0 | 0 | 0 | 0 | 0 | 0 | 0 | 0 | 0 | 0 | 55 |  | 0 | 0 | 0 | 0 | -55 | 0 | 0 | 0 | 0 | 0 | 0 | 0 | 0 | 0 | 0 | 0 | 0 | 0 | 0 | -55 |  | 0 | 0 | 0 |  | 0 |  |  | 0 | 0 | 0 | 0 | 0 | 0 | 0 | 0 | 0 | 0 | 0 | 0 | 0 | 0 | 0 | 0 | 0 | 0 | 0 | 0 | 0 | 0 | 0 | 0 | 0 | 0 | 0 | 0 | 0 | 0 | 0 | 0 | 0 | 0 | 0 | 0 | 0 | 0 | 0 | 0 | 0 | 0 | 0 | 0
| Subtotal.VII.b | Total electricity supply (demand) prior to generation | [14 empty] | -6698.5687 | 592.3621 | [43 empty] | 0
| VII.b | T&D Losses |  | 0 | 0 | 0 | 0 | 0 | 0 |  | 0 | 0 | 0 | 0 | 0 |  | 0 | -1230.4205 | 0 | 0 | 0 | 0 | 0 | 0 | 0 | 0 | 0 | 0 | 0 | 0 | 0 | 0 | 0 | 0 | -1230.4205 |  | 0 | 0 | 0 | 0 | 0 | 0 | 0 | 0 | 0 | 0 | 0 | 0 | 0 | 0 | 0 | 0 | 0 | 0 | 0 | 0 |  | 0 | 1230.4205 | 1230.4205 |  | 0 |  |  | 0 | 0 | 0 | 0 | 0 | 0 | 0 | 0 | 0 | 0 | 0 | 0 | 0 | 0 | 0 | 0 | 0 | 0 | 0 | 0 | 0 | 0 | 0 | 0 | 0 | 0 | 0 | 0 | 0 | 0 | 0 | 0 | 0 | 0 | 0 | 0 | 0 | 0 | 0 | 0 | 0 | 0 | 0 | 0
| VII.c | Storage, demand shifting |  | 0 | 0 | 0 | 0 | 0 | 0 |  | 0 | 0 | 0 | 0 | 0 |  | 0 | 0 | 0 | 0 | 0 | 0 | 0 | 0 | 0 | 0 | 0 | 0 | 0 | 0 | 0 | 0 | 0 | 0 | 0 |  | 0 | 0 | 0 | 0 | 0 | 0 | 0 | 0 | 0 | 0 | 0 | 0 | 0 | 0 | 0 | 0 | 0 | 0 | 0 | 0 |  | 0 | 0 | 0 |  | 0 |  |  | 0 | 0 | 0 | 0 | 0 | 0 | 0 | 0 | 0 | 0 | 0 | 0 | 0 | 0 | 0 | 0 | 0 | 0 | 0 | 0 | 0 | 0 | 0 | 0 | 0 | 0 | 0 | 0 | 0 | 0 | 0 | 0 | 0 | 0 | 0 | 0 | 0 | 0 | 0 | 0 | 0 | 0 | 0 | 0
| VII | Electricity distribution, storage, and balancing |  | 0 | 0 | 0 | 0 | 0 | 0 |  | 0 | 0 | 0 | 0 | 0 |  | 0 | -1175.4205 | 0 | 0 | 0 | 0 | 0 | 0 | 0 | 0 | 0 | 0 | 0 | 0 | 0 | 0 | 0 | 0 | -1175.4205 |  | 0 | 0 | 0 | 0 | -55 | 0 | 0 | 0 | 0 | 0 | 0 | 0 | 0 | 0 | 0 | 0 | 0 | 0 | 0 | -55 |  | 0 | 1230.4205 | 1230.4205 |  | 0 |  |  | 0 | 0 | 0 | 0 | 0 | 0 | 0 | 0 | 0 | 0 | 0 | 0 | 0 | 0 | 0 | 0 | 0 | 0 | 0 | 0 | 0 | 0 | 0 | 0 | 0 | 0 | 0 | 0 | 0 | 0 | 0 | 0 | 0 | 0 | 0 | 0 | 0 | 0 | 0 | 0 | 0 | 0 | 0 | 0 | 0
[62 empty] | 0 | [46 empty] | 0
| Subtotal.V.a | Total supply / (demand) to this point | [16 empty] | -26194.7605 | -11609.9346 | -2241.1165 | [5 empty] | 0 | 0 | 0 | 0 | 1.7764e-15 | 0 | [76 empty] | 0
| Subtotal.XVII.a | Requested hydrocarbons | [14 empty] | -6698.5687 | 6698.5687 | -26194.7605 | -11609.9346 | -2241.1165 | [87 empty] | 0
| XVII.a | Fossil Fuel Transfer |  | 0 | 0 | 0 | 0 | 0 | 0 |  | 0 | 0 | 0 | 0 | 0 |  | 0 | 0 | 26194.7605 | 11609.9346 | 2241.1165 | -26194.7605 | -12422.63 | -2577.2839 | 0 | 0 | 0 | 0 | 0 | 0 | 0 | 0 | 0 | 0 | -1148.8629 |  | 0 | 0 | 0 | 0 | 0 | 0 | 0 | 0 | 0 | 0 | 0 | 0 | 0 | 0 | 0 | 0 | 0 | 0 | 0 | 0 |  | 0 | 1148.8629 | 1148.8629 |  | 4.7748e-12 |  |  | 0 | 0 | 0 | 0 | 0 | 0 | 0 | 0 | 0 | 0 | 0 | 0 | 0 | 0 | 0 | 0 | 0 | 0 | 0 | 0 | 0 | 0 | 0 | 0 | 0 | 0 | 0 | 0 | 0 | 0 | 0 | 0 | 0 | 0 | 0 | 0 | 0 | 0 | 0 | 0 | 0 | 0 | 0 | 0 | 0
* | XVII.b | Fossil fuel Imports | [12 empty] | 0 |  |  | 9.0949e-13 |  |  |  | 23759.6487 | 12020.7419 | 1774.0609 | [10 empty] | 37554.4515 | [5 empty] | -9.0949e-13 | 0 | -23759.6487 | -12020.7419 | -1774.0609 | [10 empty] | -37554.4515 |  |  |  | 0 |  | 0 |  |  | 0 | 0 | 0 | 0 | 0 | 0 | 0 | 0 | 0 | 0 | 0 | 0 | 0 | 0 | 0 | 0 | 0 | 0 | 0 | 0 | 0 | 0 | 0 | 0 | 0 | 0 | 0 | 0 | 0 | 0 | 0 | 0 | 0 | 0 | 0 | 0 | 0 | 0 | 0 | 0 | 0 | 0 | 0 | 0 | 0
* | XVII | Transfer |  | 0 | 0 | 0 | 0 | 0 | 0 |  | 0 | 0 | 0 | 0 | 0 |  | 0 | 9.0949e-13 | 26194.7605 | 11609.9346 | 2241.1165 | -2435.1118 | -401.8881 | -803.223 | 0 | 0 | 0 | 0 | 0 | 0 | 0 | 0 | 0 | 0 | 36405.5886 |  | 0 | 0 | 0 | 0 | -9.0949e-13 | 0 | -23759.6487 | -12020.7419 | -1774.0609 | 0 | 0 | 0 | 0 | 0 | 0 | 0 | 0 | 0 | 0 | -37554.4515 |  | 0 | 1148.8629 | 1148.8629 |  | 9.7771e-12 |  |  | 0 | 0 | 0 | 0 | 0 | 0 | 0 | 0 | 0 | 0 | 0 | 0 | 0 | 0 | 0 | 0 | 0 | 0 | 0 | 0 | 0 | 0 | 0 | 0 | 0 | 0 | 0 | 0 | 0 | 0 | 0 | 0 | 0 | 0 | 0 | 0 | 0 | 0 | 0 | 0 | 0 | 0 | 0 | 0 | 0
| Subtotal.Balancing | Total Dist'n, storage, and balancing |  | 0 | 0 | 0 | 0 | 0 | 0 | 0 | 0 | 0 | 0 | 0 | 0 |  | 0 | -1175.4205 | 26194.7605 | 11609.9346 | 2241.1165 | -2435.1118 | -401.8881 | -803.223 | 0 | 0 | 0 | 0 | 0 | 0 | 0 | 0 | 0 | 0 | 35230.1681 |  | 0 | 0 | 0 | 0 | -55 | 0 | -23759.6487 | -12020.7419 | -1774.0609 | 0 | 0 | 0 | 0 | 0 | 0 | 0 | 0 | 0 | 0 | -37609.4515 |  | 0 | 2379.2834 | 2379.2834 |  | 1.0914e-11 |  |  | 0 | 0 | 0 | 0 | 0 | 0 | 0 | 0 | 0 | 0 | 0 | 0 | 0 | 0 | 0 | 0 | 0 | 0 | 0 | 0 | 0 | 0 | 0 | 0 | 0 | 0 | 0 | 0 | 0 | 0 | 0 | 0 | 0 | 0 | 0 | 0 | 0 | 0 | 0 | 0 | 0 | 0 | 0 | 0 | 0
0
0
| Net balance |  |  | 2671.8455 | 1032.754 | 12793.2718 | 7174.1582 | 137.9874 | 324.8276 | -0.40945 | 1134.4955 | 297.4563 | 1079.9753 | 988.8991 | 27635.2614 |  | -6698.5687 | 6698.5687 | 0 | 0 | 0 | 0 | -7.9581e-13 | 0 | 0 | 0 | 0 | 0 | 0 | 0 | 1.7764e-15 | 0 | 0 | 0 | -7.9403e-13 |  | -2435.1118 | -401.8881 | -803.223 | 0 | -55 | 0 | -23759.6487 | -12020.7419 | -1774.0609 | -167.5057 | -92.93 | -161.9518 | 0 | 0 | 0 | -207.196 | 0 | -1.0189 | -999.8502 | -42880.1272 |  | 12459.0368 | 2785.8291 | 15244.8659 |  | 0 |  |  | 12381.6493 | 0 | 0 | 0 | 0 | 0 | 0 | 0 | 0 | 0 | 0 | 0 | 0 | 0 | 0 | 0 | 0 | 0 | 0 | 0 | 0 | 0 | 0 | 0 | 0 | 0 | 0 | 0 | 0 | 0 | 0 | 0 | 0 | 0 | 0 | 0 | 0 | 0 | 0 | 0 | -56.3785 | 0 | 0 | 0 | 12325.2707
[108 empty] | Used in electricity | 6857.2397
* | Computed within this worksheet | [106 empty] | Matching electricity | 6698.5687
[108 empty] | emissions factor | 1.0237